## Worksheet
PROGEN Dieseltech Services Corp.
|  | Purok San Jose, Brgy. Calumangan, Bago City |  |  |  |  | MATERIAL INVENTORY REPORT TO DATE
Negros Occidental, Philippines 6101
Tel. No. 476 - 7382
Date | 2020-06-24
Main Category |  |  |  |  | Sub-Category
No. | Local/Manila |  |  | Item Part No. | Item Description | Qty | Price | Selling Price | Uom | Location | Warehouse Location | Rack | Bin
1 |  |  |  | PRO-PF 40-502 |  | 0 |  | 0 | pc/s
2 |  |  |  | PRO-PF 97-90 |  | 0 |  | 0
3 |  |  |  | PRO-PF 128-4C |  | 0 |  | 0
4 |  |  |  | PRO-PF 128-30C | "Express" Union | 0 | 20 | 200 | pc/s
5 |  |  |  | K 27046 B | (BIG) Tubular Sealing for Cover K 27007 and Bearing Casing K 28001 | 0 |  | 0
6 |  |  |  | K 27046 A | (SMALL)Tubular Sealing for Cover K 27007 and Bearing Casing K 28000 | 0 |  | 0
7 |  |  |  | AUX-PAR_1056 | 3 way Valve w/o Bolt | 0 |  | 0 | pc/s | PRO-WH-RM1 | PROGEN | Aux Rack 4-D
8 |  |  |  | AUX-PAR_1057 | 3 way Valve, Complete | 0 |  | 0 | pc/s | PRO-WH-RM1 | PROGEN | Aux Rack 4-D
9 |  |  |  | K 72105 | 3-way Flow Control Valve, Complete | 0 |  | 0
10 |  |  |  | K 47224 | 3-way Valve, Complete | 0 |  | 0
11 |  |  |  | K 47156 | 3-way Valve, Complete | 0 |  | 0
12 |  |  |  | K 47034 | 3-way Valve, Complete | 0 |  | 0
13 |  |  |  | K 47065 | 3/2 Way Valve Complete | 0 |  | 0
14 |  |  |  | K 47070 | 3/2 Way-valve, Complete | 0 |  | 0
15 |  |  |  | K 47220 | 3/2-way Electro Valve, Complete | 0 |  | 0
16 |  |  |  | K 47221 | 3/2-way Electro Valve, Complete | 0 |  | 0
17 |  |  |  | K 47154 | 3/2-way Electro Valve, Complete | 0 |  | 0
18 |  |  |  | K 47155 | 3/2-way Electro Valve, Complete | 0 |  | 0
19 |  |  |  | K 47078 | 3/2-way Electro Valve, Complete | 0 |  | 0
20 |  |  |  | K 47079 | 3/2-way Electro Valve, Complete | 0 |  | 0
21 |  |  |  | K 46352 | 3/2-way Electrovalve for Control Element Box | 0 |  | 0
22 |  |  |  | K 46330 | 3/2-way Valve for Valve Plate | 0 |  | 0
23 |  |  |  | K 46320 | 3/2-way Valve for Valve Plate | 0 |  | 0
24 |  |  |  | K 46322 | 3/2-way Valve for Valve Plate | 0 |  | 0
25 |  |  |  | K 46323 | 3/2-way Valve for Valve Plate | 0 |  | 0
26 |  |  |  | K 47071 | 3/2-way Valve, Complete | 0 |  | 0
27 |  |  |  | K 47209 | 3/2-way Valve, Complete | 0 |  | 0
28 |  |  |  | K 47035 | 3/2-way Valve, Complete | 0 |  | 0
29 |  |  |  | PRO-PF 62-48 | 3039-48 Power Link | 0 |  | 0 | pc/s
30 |  |  |  | PRO-PF 62-49 | 3039-49 Pin | 0 |  | 0 | pc/s
31 |  |  |  | PRO-PF 50-447 | Accumulator | 0 |  | 0 | pc/s
32 |  |  |  | PRO-PF 50-947 | Accumulator | 0 |  | 0 | pc/s
33 | Local |  |  | CON-CHE_1004 | Acid; Muriatic | 1 | 85 | 0 | ltr/s
34 |  |  |  | PRO-PF 103-902 | Actuator | 0 |  | 0 | pc/s
35 |  |  |  | PRO-PF 148-21 | Adaptation Flange | 0 |  | 0 | pc/s
36 |  |  |  | PRO-PF 148-23 | Adaptation Flange | 0 |  | 0 | pc/s
37 |  |  |  | PRO-PF 25-Parts | Adaptation Parts | 0 |  | 0 | pc/s
38 |  |  |  | AUX-PAR_1197 | ADAPTOR 3/4" x 3/4" | 0 |  | 0 | pc/s | PRO-WH-RM1 | PROGEN | Aux Rack 2-D
39 |  |  |  | PRO-PF 136-124 | Adhesive Product | 0 |  | 0 | pc/s
40 |  |  |  | K 45051 | Adjustable Rod for Governing Linkage | 0 |  | 0
41 |  |  |  | K 45052 | Adjustable Rod for Governing Linkage | 0 |  | 0
42 |  |  |  | PRO-PF 20-373 Assy. | Adjusting Bolt Assy. | 0 |  | 0 | assy/s
43 |  |  |  | PRO-PF 103-72 | Adjusting Nut | 0 |  | 0 | pc/s
44 | Local |  |  | PRO-PF 16-3 A | Adjusting Nut, PF 16-3A | 26 | 0 | 0 | pc/s | PRO-WH-RM1 | PROGEN | Rack 2-C
45 | Local |  |  | PRO-PF 16-3 B | Adjusting Nut, PF 16-3B | 40 | 0 | 0 | pc/s | PRO-WH-RM1 | PROGEN | Rack 2-C
46 |  |  |  | K 46176 | Adjusting ring for shaft | 0 |  | 0
47 |  |  |  | PRO-PF 59-32A | Adjusting Screw | 0 |  | 0 | pc/s
48 | Local |  |  | PRO-PF 20-373 | Adjusting Screw | 6 | 0 | 0 | pc/s | PRO-WH-RM1 | PROGEN | Rack 3-D
49 |  |  |  | PRO-PF 32-146C | Adjusting Screw / Adjusting Bolt | 0 |  | 0 | pc/s
50 | Local |  |  | PRO-PF 32-146A | Adjusting Screw / Adjusting Bolt | 16 | 0 | 0 | pc/s | PRO-WH-RM1 | PROGEN | Rack 5-D
51 |  |  |  | PRO-PF 32-146B | Adjusting Screw / Adjusting Bolt | 0 |  | 0 | pc/s
52 |  |  |  | K 46118 | Adjusting Screw for Shaft K 46111 | 0 |  | 0
53 | Local |  |  | PRO-PF 16-7 | Adjusting Screw/Spring Collar | 72 | 0 | 0 | pc/s | PRO-WH-RM1 | PROGEN | Rack 3-C
54 |  |  |  | PRO-PF 215-19 | Adjusting Shim | 0 |  | 0 | pc/s
55 |  |  |  | PRO-PF 50-302 | Adjusting Shim | 0 |  | 0 | pc/s
56 |  |  |  | PRO-PF 50-303 | Adjusting Shim | 0 |  | 0 | pc/s
57 | Local |  |  | PRO-PF 32-254A | Adjusting Shim | 59 | 0 | 0 | pc/s | PRO-WH-RM1 | PROGEN | Rack 5-D
58 |  |  |  | PRO-PF 60-31 | Adjusting Shim | 0 |  | 0 | pc/s
59 | Local |  |  | PRO-PF 32-254B | Adjusting Shim | 21 | 0 | 0 | pc/s | PRO-WH-RM1 | PROGEN | Rack 5-D
60 |  |  |  | PRO-PF 60-15 | Adjusting Shim | 0 |  | 0 | pc/s
61 |  |  |  | PRO-PF 50-97 | Adjusting Shim | 0 |  | 0 | pc/s
62 |  |  |  | PRO-PF 96-427 | Adjusting Shim | 0 |  | 0 | pc/s
63 |  |  |  | PRO-PF 96-97 | Adjusting Shim | 0 |  | 0 | pc/s
64 |  |  |  | PRO-PF 32-254 | Adjusting Shim | 0 |  | 0 | pc/s
65 |  |  |  | PRO-PF 18-7 | Adjusting Washer | 0 |  | 0 | pc/s
66 |  |  |  | PRO-PF 135-690 | Aeroquip Coupling | 0 |  | 0 | pc/s
67 |  |  |  | K 67002 | Air Branch | 0 |  | 0
68 |  |  |  | K 67003 | Air Branch | 0 |  | 0
69 |  |  |  | K 67050 | Air Branch, Complete | 0 |  | 0
70 |  |  |  | K 67001 | Air Branches, Complete | 0 |  | 0
71 |  |  |  | PRO-PF 176-304 | Air Cooler | 0 |  | 0 | pc/s
72 |  |  |  | PRO-PF 176-4 | Air Cooler | 0 |  | 0 | pc/s
73 |  |  |  | PRO-PF 176-104 | Air Cooler | 0 |  | 0 | pc/s
74 |  |  |  | PRO-PF 176-204 | Air Cooler | 0 |  | 0 | pc/s
75 |  |  |  | ENG-PIE_1095 | Air Cooler Attachment | 0 |  | 0 | lot
76 |  |  |  | ENG-PIE_1096 | Air Cooler with Ducting | 0 |  | 0 | unit/s
77 |  |  |  | ECV-07 | Air Filter 120HA | 0 |  | 0
78 |  |  |  | _1010 | Air Filter 120HA | 0 |  | 0 | pc/s
79 |  |  |  | ECV-08 | Air Filter 120HB | 0 |  | 0
80 |  |  |  | _1011 | Air Filter 120HB | 0 |  | 0 | pc/s
81 |  |  |  | VTR-401-PN76 | Air Inlet Casing | 0 |  | 0 | pc/s
82 |  |  |  | K 66106 | Air Inlet Housing, Complete | 0 |  | 0
83 |  |  |  | PRO-PF 128-5B | Air Inlet Pipe | 0 |  | 0 | pc/s
84 |  |  |  | PRO-PF 128-4B | Air Inlet Pipe | 0 |  | 0 | pc/s
85 |  |  |  | ENG-PIE_1110 | Air Intake Cooler | 0 |  | 0 | assy/s
86 |  |  |  | PRO-PF 125-941 | Air Intake Manifold | 0 |  | 0 | pc/s
87 |  |  |  | ENG-PIE_1098 | Air Intake Pipe Bond / Lock | 0 |  | 0 | pc/s
88 |  |  |  | ENG-PIE_1097 | Air Intake Pipe/Manifold | 0 |  | 0 | pc/s
89 |  |  |  | PRO-PF 25-116 | Air Outlet Connection | 0 |  | 0 | pc/s
90 |  |  |  | K 66105 | Air Passage Housing | 0 |  | 0
91 |  |  |  | AUX-PAR_1174 | Air Plug | 0 |  | 0 | pc/s | PRO-WH-RM1 | PROGEN | Aux Rack 2-D
92 | Local |  |  | AUX-PAR_1142 | Air Plug, KFM-26 | 4 | 0 | 0 | pc/s | PRO-WH-RM1 | PROGEN | Aux Rack 1-C Drawer 1.10
93 |  |  |  | ENG-PIE_1102 | Air Segment | 0 |  | 0
94 |  |  |  | PRO-PF 25-HOUSING | Air Starting Distributor Housing | 0 |  | 0 | pc/s
95 |  |  |  | K 81134 | Air Supply Pipe for Exhaust Bends K 81132 and K 81133 | 0 |  | 0
96 |  |  |  | PRO-PF 59-37A | Air Vent Pipe | 0 |  | 0 | pc/s
97 |  |  |  | K 92164 | All-metal Hose for Instrument Panel | 0 |  | 0
98 |  |  |  | N/A | Allen Bolt for Fuel Pressure Pipe | 0 |  | 0
99 |  |  |  | ENG-PIE_1067 | Anchor Bolts | 0 |  | 0 | pc/s
100 |  |  |  | ENG-PIE_1065 | Anchor Nuts | 0 |  | 0 | pc/s
101 |  |  |  | ENG-PIE_1068 | Anchor Spacer | 0 |  | 0 | pc/s
102 |  |  |  | ENG-PIE_1066 | Anchor Washer | 0 |  | 0 | pc/s
103 |  |  |  | PRO-PF 128-113 | Angle Bar | 0 |  | 0 | pc/s
104 |  |  |  | PRO-PF 135-670 | Angle Bracket | 0 |  | 0 | pc/s
105 | Manila |  |  | CON-CHE_1005 | Anti-Corrosion Paper, Size: 1 m x 25 m | 0 | 2970 | 0 | roll/s
106 |  |  |  | K 11057 | Arrestor Pin for Crankcase | 0 |  | 0
107 |  |  |  | K 32356 | Arrestor Pin for Lever K 32345 | 0 |  | 0
108 |  |  |  | K 72142 | Articulation Piece for Flexible Rod K 72135 | 0 |  | 0
109 |  |  |  | K 45013 | Articulation Piece for flexible rodding | 0 |  | 0
110 |  |  |  | K 45054 | Articulation Piece for Rods K 45051 and K 45052 | 0 |  | 0
111 |  |  |  | K 81231 | Asbestos Cloth for the Protective Plates K 81217 and K 81225 | 0 |  | 0
112 |  |  |  | K 49603 | Attachment Angle for Terminal Box | 0 |  | 0
113 |  |  |  | K 43580 | Automatic Starting Air Shut-off Valve, Complete | 0 |  | 0
114 |  |  |  | K 43550 | Automatic Starting-air Shut-off Valve, Arrangement | 0 |  | 0
115 |  |  |  | K 43551 | Automatic Starting-air Shut-off Valve, Complete | 0 |  | 0
116 |  |  |  | K 43500 | Automatic Starting-air Stop Valve, Complete | 0 |  | 0
117 |  |  |  | K 28016 | Auxiliary Rocker Arm | 0 |  | 0
118 |  |  |  | K 28015 | Auxiliary Rocker Arm, Complete | 0 |  | 0
119 |  |  |  | PRO-PF 59-1B | Axle | 0 |  | 0 | pc/s
120 |  |  |  | AUX-PAR_1181 | B.I Elbow, Socket Type, 3/4" x 3/4" | 0 |  | 0 | pc/s | PRO-WH-RM1 | PROGEN | Aux Rack 2-D
121 |  |  |  | AUX-PAR_1179 | B.I Tee 1 1/4" x 1 1/4" | 0 |  | 0 | pc/s | PRO-WH-RM1 | PROGEN | Aux Rack 2-D
122 |  |  |  | AUX-PAR_1180 | B.I Tee Reducer 3/8" x 3/8" | 0 |  | 0 | pc/s | PRO-WH-RM1 | PROGEN | Aux Rack 2-D
123 |  |  |  | PRO-PF 50-403 | Back Cylinder Cover | 0 |  | 0 | pc/s
124 |  |  |  | K 55021 | Baffle screw for fuel injection pump | 0 |  | 0
125 | Local |  |  | CON-HOU_1008 | Bag; Garbage, Size: XL, (1 roll = 10 pcs.) | 9 | 5 | 0 | pc/s
126 |  |  |  | PRO-PF 82-1 | Balance Weight | 0 |  | 0 | pc/s
127 |  |  |  | PRO-PF 75-228 | Ball Bearing | 0 |  | 0 | pc/s
128 |  |  |  | K 32388 | Ball Bearing for Bearing Insert K 32332 | 0 |  | 0
129 | Local |  |  | AUX-PAR_1090 | Ball Bearing, 2309M, AL-57, (PN-69843) | 4 | 0 | 0 | pc/s | PRO-WH-RM1 | PROGEN | Rack beside Valve Rack 1
130 |  |  |  | AUX-PAR_1082 | Ball Bearing, 5206 | 0 |  | 0 | pc/s | PRO-WH-RM1 | PROGEN | Aux Rack 1-C Drawer 3.1
131 | Local |  |  | AUX-PAR_1096 | Ball Bearing, 6005/C3, ALM-123, (1800-06908) | 5 | 0 | 0 | pc/s | PRO-WH-RM1 | PROGEN | Rack beside Valve Rack 1
132 | Local |  |  | AUX-PAR_1092 | Ball Bearing, 6014M, AL-55 | 3 | 0 | 0 | pc/s | PRO-WH-RM1 | PROGEN | Rack beside Valve Rack 1
133 | Local |  |  | AUX-PAR_1101 | Ball Bearing, 6015M/C3, AL-54, (548051) | 4 | 0 | 0 | pc/s | PRO-WH-RM1 | PROGEN | Rack beside Valve Rack 1
134 | Local |  |  | AUX-PAR_1094 | Ball Bearing, 6018-2Z/C3, ALM-65 | 6 | 0 | 0 | pc/s | PRO-WH-RM1 | PROGEN | Rack beside Valve Rack 1
135 | Local |  |  | AUX-PAR_1104 | Ball Bearing, 6208-2RSI, OHC-05 | 2 | 0 | 0 | pc/s | PRO-WH-RM1 | PROGEN | Rack beside Valve Rack 1
136 | Local |  |  | AUX-PAR_1022 | Ball Bearing, 6208-FAG XHB | 4 | 0 | 0 | pc/s | PRO-WH-RM1 | PROGEN | Rack beside Valve Rack 1
137 | Local |  |  | AUX-PAR_1095 | Ball Bearing, 6211/C3, AL-52, (8705768-31) | 4 | 0 | 0 | pc/s | PRO-WH-RM1 | PROGEN | Rack beside Valve Rack 1
138 | Local |  |  | AUX-PAR_1091 | Ball Bearing, 6213M/C3, AL-165 (54805110) | 2 | 0 | 0 | pc/s | PRO-WH-RM1 | PROGEN | Rack beside Valve Rack 1
139 | Local |  |  | AUX-PAR_1093 | Ball Bearing, 6214-M4/C3, AL-73, (18262B) | 3 | 0 | 0 | pc/s | PRO-WH-RM1 | PROGEN | Rack beside Valve Rack 1
140 | Local |  |  | AUX-PAR_1103 | Ball Bearing, 6304DU, JWA-130 | 4 | 0 | 0 | pc/s | PRO-WH-RM1 | PROGEN | Rack beside Valve Rack 1
141 | Local |  |  | AUX-PAR_1100 | Ball Bearing, 6306, AL-53 | 1 | 0 | 0 | pc/s | PRO-WH-RM1 | PROGEN | Rack beside Valve Rack 1
142 | Local |  |  | AUX-PAR_1102 | Ball Bearing, 6308, SJ8-H29 | 6 | 0 | 0 | pc/s | PRO-WH-RM1 | PROGEN | Rack beside Valve Rack 1
143 | Local |  |  | AUX-PAR_1097 | Ball Bearing, 6312M/C3, SJ6-V19 | 2 | 0 | 0 | pc/s | PRO-WH-RM1 | PROGEN | Rack beside Valve Rack 1
144 | Local |  |  | AUX-PAR_1099 | Ball Bearing, 6313, SJ8-V19 | 5 | 0 | 0 | pc/s | PRO-WH-RM1 | PROGEN | Rack beside Valve Rack 1
145 | Local |  |  | AUX-PAR_1098 | Ball Bearing, 7309A BEP, SJ-V26 | 5 | 0 | 0 | pc/s | PRO-WH-RM1 | PROGEN | Rack beside Valve Rack 1
146 | Local |  |  | AUX-PAR_1015 | Ball Bearing, FAG-6014 FB | 1 | 0 | 0 | pc/s | PRO-WH-RM1 | PROGEN | Rack beside Valve Rack 1
147 | Local |  |  | AUX-PAR_1004 | Ball Bearing, FAG-6211 (NWG) | 1 | 0 | 0 | pc/s | PRO-WH-RM1 | PROGEN | Rack beside Valve Rack 1
148 | Local |  |  | AUX-PAR_1012 | Ball Bearing, IBC-6304Z | 1 | 0 | 0 | pc/s | PRO-WH-RM1 | PROGEN | Rack beside Valve Rack 1
149 | Local |  |  | AUX-PAR_1008 | Ball Bearing, KOYO-6209Z | 1 | 0 | 0 | pc/s | PRO-WH-RM1 | PROGEN | Rack beside Valve Rack 1
150 | Local |  |  | AUX-PAR_1018 | Ball Bearing, M1M-6206 | 3 | 0 | 0 | pc/s | PRO-WH-RM1 | PROGEN | Rack beside Valve Rack 1
151 | Local |  |  | AUX-PAR_1013 | Ball Bearing, NSK 6810 | 6 | 0 | 0 | pc/s | PRO-WH-RM1 | PROGEN | Rack beside Valve Rack 1
152 | Local |  |  | AUX-PAR_1011 | Ball Bearing, NSK-HJ-182616 | 2 | 0 | 0 | pc/s | PRO-WH-RM1 | PROGEN | Rack beside Valve Rack 1
153 | Local |  |  | AUX-PAR_1007 | Ball Bearing, SER207-23-CCCV1 | 2 | 0 | 0 | pc/s | PRO-WH-RM1 | PROGEN | Rack beside Valve Rack 1
154 | Local |  |  | AUX-PAR_1019 | Ball Bearing, SKF 6202-2Z/C3 | 2 | 0 | 0 | pc/s | PRO-WH-RM1 | PROGEN | Rack beside Valve Rack 1
155 | Local |  |  | AUX-PAR_1020 | Ball Bearing, SKF 6208-2Z/C3 | 4 | 0 | 0 | pc/s | PRO-WH-RM1 | PROGEN | Rack beside Valve Rack 1
156 | Local |  |  | AUX-PAR_1021 | Ball Bearing, SKF 6208/C3 | 4 | 0 | 0 | pc/s | PRO-WH-RM1 | PROGEN | Rack beside Valve Rack 1
157 | Local |  |  | AUX-PAR_1009 | Ball Bearing, SKF 6209-2RS1 | 2 | 0 | 0 | pc/s | PRO-WH-RM1 | PROGEN | Rack beside Valve Rack 1
158 | Local |  |  | AUX-PAR_1014 | Ball Bearing, SKF 6303-2Z | 1 | 0 | 0 | pc/s | PRO-WH-RM1 | PROGEN | Rack beside Valve Rack 1
159 | Local |  |  | AUX-PAR_1001 | Ball Bearing, SKF 6305/C3 | 9 | 0 | 0 | pc/s | PRO-WH-RM1 | PROGEN | Rack beside Valve Rack 1
160 | Local |  |  | AUX-PAR_1016 | Ball Bearing, SKF 6306/C3 | 3 | 0 | 0 | pc/s | PRO-WH-RM1 | PROGEN | Rack beside Valve Rack 1
161 | Local |  |  | AUX-PAR_1003 | Ball Bearing, SKF-2305M (reversible ) | 3 | 0 | 0 | pc/s | PRO-WH-RM1 | PROGEN | Rack beside Valve Rack 1
162 | Local |  |  | AUX-PAR_1005 | Ball Bearing, SKF-6011/C3 (00077A) | 1 | 0 | 0 | pc/s | PRO-WH-RM1 | PROGEN | Rack beside Valve Rack 1
163 | Local |  |  | AUX-PAR_1017 | Ball Bearing, SKF-6206/C3 | 1 | 0 | 0 | pc/s | PRO-WH-RM1 | PROGEN | Rack beside Valve Rack 1
164 | Local |  |  | AUX-PAR_1010 | Ball Bearing, SKF-7305 BEP | 1 | 0 | 0 | pc/s | PRO-WH-RM1 | PROGEN | Rack beside Valve Rack 1
165 | Local |  |  | AUX-PAR_1002 | Ball Bearing, SKF/99U-6211 | 2 | 0 | 0 | pc/s | PRO-WH-RM1 | PROGEN | Rack beside Valve Rack 1
166 | Local |  |  | AUX-PAR_1006 | Ball Bearing, UC 207 (FYH) | 2 | 0 | 0 | pc/s | PRO-WH-RM1 | PROGEN | Rack beside Valve Rack 1
167 |  |  |  | K 74154 | Ball for K 74139 and K 74140 | 0 |  | 0
168 |  |  |  | K 11036 | Ball Pin for Thrust Bolt | 0 |  | 0
169 |  |  |  | K 28041 | Ball-shaped Cup for the rocker arms | 0 |  | 0 | pc/s
170 |  |  |  | PRO-PF 103-8 | Band | 0 |  | 0 | pc/s
171 |  |  |  | PRO-PF 136-991 | Band | 0 |  | 0 | pc/s
172 |  |  |  | PRO-PF 128-35A | Band | 0 |  | 0 | pc/s
173 |  |  |  | PRO-PF 103-9 | Band | 0 |  | 0 | pc/s
174 |  |  |  | PRO-PF 103-11B | Band | 0 |  | 0 | pc/s
175 |  |  |  | PRO-PF 125-45 | Band | 0 |  | 0 | pc/s
176 |  |  |  | PRO-PF 42-11 | Band | 0 |  | 0 | pc/s
177 |  |  |  | PRO-PF 75-13A | Band | 0 |  | 0 | pc/s
178 |  |  |  | PRO-PF 19-25 | Band/Nut | 0 |  | 0 | pc/s
179 | Local |  |  | PRO-PF 42-FIP | Banjo Bolt | 22 | 0 | 0 | pc/s | PRO-WH-RM1 | PROGEN | Rack 4-C
180 |  |  |  | PRO-PF 30-12 | Barrel | 0 |  | 0 | pc/s
181 |  |  |  | K 32300 | Barring Engine, Complete | 0 |  | 0
182 |  |  |  | PRO-PF 136-42 | Base Plate | 0 |  | 0 | pc/s
183 |  |  |  | K 46316 | Baseplate for Valve Plate | 0 |  | 0
184 |  |  |  | PRO-PF 62-1B | Battery | 0 |  | 0 | pc/s
185 | Local |  |  | PRO-PF 57-4 | Bearing | 6 | 0 | 0 | pc/s | PRO-WH-RM1 | PROGEN | Rack 4-C
186 |  |  |  | PRO-PF 65-6 | Bearing | 0 |  | 0 | pc/s
187 |  |  |  | PRO-PF 102-328 | Bearing | 0 |  | 0 | pc/s
188 |  |  |  | PRO-PF 65-301 | Bearing | 0 |  | 0 | pc/s
189 | Local |  |  | PRO-PF 96-425 | Bearing | 15 | 0 | 0 | pc/s | WH - Rm1 | PROGEN | Rack 4-A
190 |  |  |  | PRO-PF 1-1 | Bearing / Bearing Body | 0 |  | 0 | pc/s
191 |  |  |  | AUX-PAR_1139 | Bearing 6206 cm , 66x22, NSK, Japan | 0 |  | 0 | pc/s | PRO-WH-RM1 | PROGEN | Aux Rack 2-B
192 |  |  |  | K 46104 | Bearing Bush for Housing K 46101, K 46134 & K 46142 | 0 |  | 0
193 |  |  |  | K 74109 | Bearing Bush for K 74102, K 74112, and K 74118 | 0 |  | 0
194 |  |  |  | K 71018 | Bearing Bush for OIl Pump Casing and Bearing Cover | 0 |  | 0
195 |  |  |  | K 41113 | Bearing Bush for the Small Intermediate Wheels K 41110 and K 41120 | 0 |  | 0
196 |  |  |  | PRO-PF 1-2 | Bearing Cap | 0 |  | 0 | pc/s
197 |  |  |  | PRO-PF 71-2 | Bearing Cap (Top) | 0 |  | 0 | pc/s
198 |  |  |  | PRO-PF 70-6 | Bearing cap (Top) | 0 |  | 0 | pc/s
199 |  |  |  | AUX-PAR_1251 | Bearing Case Cover, SJ6-H26, PN-6015010 | 0 |  | 0 | pc/s | PRO-WH-RM1 | PROGEN | Rack 3-D
200 |  |  |  | K 28002 | Bearing Casing | 0 |  | 0
201 |  |  |  | K 28000 | Bearing Casing, complete, PN 3446270741 | 0 |  | 0
202 |  |  |  | VTR-30226F | Bearing Complete, Turbine End | 0 |  | 0 | pc/s
203 |  |  |  | VTR-32-CE | Bearing compressor end TE Type PN 32/32100 | 0 |  | 0 | pc/s
204 |  |  |  | K 21110 | Bearing Cover for Camshaft Lapped Bearing | 0 |  | 0
205 |  |  |  | K 11118 | Bearing Cover for Camshaft Standard Bearing | 0 |  | 0
206 |  |  |  | K 11030 | Bearing Cover for Crankcase | 0 |  | 0
207 |  |  |  | K 11111 | Bearing Cover for Crankshaft Bearing | 0 |  | 0
208 |  |  |  | K 46134 | Bearing Cover for Overspeed Trip | 0 |  | 0
209 |  |  |  | K 71022 | Bearing Cover, Complete for Oil Pump | 0 |  | 0
210 |  |  |  | K 42202 | Bearing for Displacement Servomotor | 0 |  | 0
211 |  |  |  | AUX-PAR_1055 | Bearing Housing (2048-3131-000) | 0 |  | 0 | pc/s | PRO-WH-RM1 | PROGEN | Aux Rack 4-D
212 |  |  |  | PRO-PF 71-1 | Bearing Housing (Bottom Half) | 0 |  | 0 | pc/s
213 |  |  |  | PRO-PF 70-1 | Bearing Housing (Bottom) | 0 |  | 0 | pc/s
214 |  |  |  | PRO-PF 71-3 | Bearing Housing (Top Half) | 0 |  | 0 | pc/s
215 |  |  |  | K 73011 | Bearing Housing for Cooling Water Pump | 0 |  | 0
216 |  |  |  | K 74112 | Bearing Housing for Fuel Transfer Pump | 0 |  | 0
217 |  |  |  | K 73111 | Bearing Housing for Raw Water Pump | 0 |  | 0
218 |  |  |  | K 12021 | Bearing Housing, two-part, complete for Crankshaft Thrust Bearing | 0 |  | 0
219 |  |  |  | AUX-PAR_1261 | Bearing Inner Case, PN 6015007, SJ-H14 | 0 |  | 0 | pc/s | PRO-WH-RM1 | PROGEN | Aux Rack 6-B, Drawer 2A
220 |  |  |  | K 32332 | Bearing Insert for Horizontal Worm Gear | 0 |  | 0
221 |  |  |  | K 32329 | Bearing Insert for Vertical Worm Gear | 0 |  | 0
222 |  |  |  | PRO-PF 134-112 | Bearing Lubricating | 0 |  | 0 | pc/s
223 |  |  |  | PRO-PF 134-238B | Bearing Lubricating | 0 |  | 0 | pc/s
224 |  |  |  | PRO-PF 96-322 | Bearing Stopper | 0 |  | 0 | pc/s
225 |  |  |  | PRO-PF 50-322 | Bearing Stopper | 0 |  | 0 | pc/s
226 |  |  |  | PRO-PF 52-24 | Bearing Strip | 0 |  | 0 | pc/s
227 |  |  |  | PRO-PF 102-15 | Bearing Support | 0 |  | 0 | pc/s
228 |  |  |  | PRO-PF 60-1 | Bearing Support | 0 |  | 0 | pc/s
229 |  |  |  | PRO-PF 102-13A | Bearing Support | 0 |  | 0 | pc/s
230 |  |  |  | AUX-PAR_1141 | Bearing, 6213-2Z/C3-20285W | 0 |  | 0 | pc/s | PRO-WH-RM1 | PROGEN | Aux Rack 2-B
231 |  |  |  | AUX-PAR_1144 | Bearing, 6220 CM | 0 |  | 0 | pc/s | PRO-WH-RM1 | PROGEN | Aux Rack 2-B
232 |  |  |  | AUX-PAR_1143 | Bearing, 6311RS, NWH | 0 |  | 0 | pc/s | PRO-WH-RM1 | PROGEN | Aux Rack 2-B
233 |  |  |  | AUX-PAR_1140 | Bearing, 6313 C3 | 0 |  | 0 | pc/s | PRO-WH-RM1 | PROGEN | Aux Rack 2-B
234 |  |  |  | AUX-PAR_1145 | Bearing, 6318 | 0 |  | 0 | pc/s | PRO-WH-RM1 | PROGEN | Aux Rack 2-B
235 |  |  |  | PRO-PF 128-34A | Bellow | 0 |  | 0 | pc/s
236 |  |  |  | PRO-PF 128-33A | Bellow | 0 |  | 0 | pc/s
237 |  |  |  | PRO-PF 128-441 | Bellows | 0 |  | 0 | pc/s
238 |  |  |  | PRO-PF 128-241 | Bellows | 0 |  | 0 | pc/s
239 |  |  |  | PRO-PF 128-341 | Bellows | 0 |  | 0 | pc/s
240 |  |  |  | PRO-PF 128-21A | Bellows | 0 |  | 0 | pc/s
241 | Local |  |  | PRO-PF 128-41A | Bellows | 9 | 0 | 0 | pc/s | PRO-WH-RM1 | PROGEN | Rack 6-D
242 | Local |  |  | CON-OEA_1001 | Belzona III, Super Metal, Base, w/o Solidifier, 0.833 kg | 4 | 0 | 0 | pc/s | Stock Room | PROGEN | SR Cabinet 1-B
243 |  |  |  | PRO-PF 128-1B | Bend Pipe on T.B | 0 |  | 0 | pc/s
244 |  |  |  | PRO-PF 128-2 | Bend Pipe on T.B | 0 |  | 0 | pc/s
245 | Local |  |  | PRO-PF 60-122 | Bevel Gear (big) | 3 | 0 | 0 | pc/s | PRO-WH-RM1 | PROGEN | Rack 4-B
246 | Local |  |  | PRO-PF 60-121 B | Bevel Gear (big) B | 1 | 0 | 0 | pc/s | PRO-WH-RM1 | PROGEN | Rack 4-B
247 | Local |  |  | PRO-PF 60-121 (A) | Bevel Gear (small) | 3 | 0 | 0 | pc/s | PRO-WH-RM1 | PROGEN | Rack 4-B
248 |  |  |  | K 51134 | Bevel Gear Wheel for Governor Drive | 0 |  | 0
249 |  |  |  | K 51135 | Bevel Gear Wheel Shaft for Governor Drive | 0 |  | 0
250 |  |  |  | K 16102 | BICERI-Safety Valve, Complete | 0 |  | 0
251 |  |  |  | PRO-PF 75-19 | Big Disk Cover | 0 |  | 0 | pc/s
252 | Local |  |  | CON-CON_1008 | Blade; Hacksaw, 18 TPI | 0 | 40 | 0 | pc/s
253 |  |  |  | PRO-PF 148-24 | Blank Flange | 0 |  | 0 | pc/s
254 |  |  |  | PRO-PF 136-70 | Blind Flange | 0 |  | 0 | pc/s
255 |  |  |  | K 28031 | Blind Flange for Auxiliary Rocker Arm K 28015 | 0 |  | 0
256 |  |  |  | K 11059 | Blind Flange for Crankcase | 0 |  | 0
257 |  |  |  | K 11816 | Blind Flange for Oil Sump | 0 |  | 0
258 |  |  |  | K 43181 | Blind Flange for Starting Device | 0 |  | 0
259 |  |  |  | AUX-PAR_1263 | Blind Flange, SJ6000 | 0 |  | 0 | pc/s | PRO-WH-RM1 | PROGEN | Rack 3-D
260 |  |  |  | PRO-PF 136-73 | Blind Oval Flange | 0 |  | 0 | pc/s
261 |  |  |  | K 87165 | Block-ball cock for fuel pipe | 0 |  | 0
262 |  |  |  | K 47041 | Blocking Rod for Emergency Operating Arrangement | 0 |  | 0
263 |  |  |  | VTR-401-2N | Blower Bearing Casing | 0 |  | 0 | pc/s
264 |  |  |  | VTR-32-CE | Blower Side Bearing Type PN 32/32100 | 0 |  | 0 | pc/s
265 | Manila |  |  | CON-CHE_1003 | Blue Silica Gel, Bead Size: 4-6mm, 5 kgs./moisture barrier bag | 10 | 410 | 0 | kg/s
266 |  |  |  | PRO-PF 32-115 | Body | 0 |  | 0 | pc/s
267 |  |  |  | PRO-PF 103-1D | Body | 0 |  | 0 | pc/s
268 |  |  |  | PRO-PF 19-101-1 | Body | 0 |  | 0 | pc/s
269 |  |  |  | PRO-PF 54-1B | Body | 0 |  | 0 | pc/s
270 |  |  |  | PRO-PF 19-1 | Body | 0 |  | 0 | assy/s
271 |  |  |  | PRO-PF 59-1A | Body | 0 |  | 0 | pc/s
272 |  |  |  | PRO-PF 25-225 | Body | 0 |  | 0 | pc/s
273 |  |  |  | PRO-PF 162-511 | Body Joint | 0 |  | 0 | pc/s
274 |  |  |  | PRO-PF 25-525 | Body/Distributor Body | 0 |  | 0 | pc/s
275 | Local |  |  | AUX-PAR_1024 | Boll Fitter, FTR-08/B | 26 | 0 | 0 | pc/s | PRO-WH-RM1 | PROGEN | Aux Rack 1-A
276 |  |  |  | PRO-PF 75-232 | Bolt | 0 |  | 0 | pc/s
277 |  |  |  | PRO-PF 72-70 | Bolt | 0 |  | 0 | pc/s
278 |  |  |  | PRO-PF 130-95 | Bolt | 0 |  | 0 | pc/s
279 |  |  |  | PRO-PF 60-47 | Bolt | 0 |  | 0 | pc/s
280 |  |  |  | PRO-PF 73-27 | Bolt | 0 |  | 0 | pc/s
281 |  |  |  | PRO-PF 134-198A | Bolt | 0 |  | 0 | pc/s
282 |  |  |  | PRO-PF 50-106 | Bolt | 0 |  | 0 | pc/s
283 |  |  |  | PRO-PF 135-164 | Bolt | 0 |  | 0 | pc/s
284 |  |  |  | PRO-PF 128-44 | Bolt | 0 |  | 0 | pc/s
285 |  |  |  | PRO-PF 60-226 | Bolt | 0 |  | 0 | pc/s
286 |  |  |  | PRO-PF 70-12 | Bolt | 0 |  | 0 | pc/s
287 |  |  |  | PRO-PF 75-63 | Bolt | 0 |  | 0 | pc/s
288 |  |  |  | PRO-PF 100-370 | Bolt | 0 |  | 0 | pc/s
289 |  |  |  | PRO-PF 32-943 | Bolt | 0 |  | 0 | pc/s
290 |  |  |  | PRO-PF 32-943C | Bolt | 0 |  | 0 | pc/s
291 |  |  |  | PRO-PF 72-71 | Bolt | 0 |  | 0 | pc/s
292 |  |  |  | PRO-PF 130-96 | Bolt | 0 |  | 0 | pc/s
293 |  |  |  | PRO-PF 130-42A | Bolt | 0 |  | 0 | pc/s
294 |  |  |  | PRO-PF 101-057 | Bolt | 0 |  | 0 | pc/s
295 |  |  |  | PRO-PF 73-28 | Bolt | 0 |  | 0 | pc/s
296 |  |  |  | PRO-PF 30-24 | Bolt | 0 |  | 0 | pc/s
297 |  |  |  | PRO-PF 128-230 | Bolt | 0 |  | 0 | pc/s
298 |  |  |  | PRO-PF 135-213 | Bolt | 0 |  | 0 | pc/s
299 |  |  |  | PRO-PF 96-315 | Bolt | 0 |  | 0 | pc/s
300 |  |  |  | PRO-PF 128-45 | Bolt | 0 |  | 0 | pc/s
301 |  |  |  | PRO-PF 103-13B | Bolt | 0 |  | 0 | pc/s
302 |  |  |  | PRO-PF 128-59A | Bolt | 0 |  | 0 | pc/s
303 |  |  |  | PRO-PF 75-64 | Bolt | 0 |  | 0 | pc/s
304 |  |  |  | PRO-PF 128-645A | Bolt | 0 |  | 0 | pc/s
305 |  |  |  | PRO-PF 134-199A | Bolt | 0 |  | 0 | pc/s
306 |  |  |  | PRO-PF 32-943D | Bolt | 0 |  | 0 | pc/s
307 |  |  |  | PRO-PF 130-918 | Bolt | 0 |  | 0 | pc/s
308 |  |  |  | PRO-PF 72-72 | Bolt | 0 |  | 0 | pc/s
309 |  |  |  | PRO-PF 103-43 | Bolt | 0 |  | 0 | pc/s
310 |  |  |  | PRO-PF 130-97 | Bolt | 0 |  | 0 | pc/s
311 |  |  |  | PRO-PF 71-6 | Bolt | 0 |  | 0 | pc/s
312 |  |  |  | PRO-PF 103-2A | Bolt | 0 |  | 0 | pc/s
313 |  |  |  | PRO-PF 128-46 | Bolt | 0 |  | 0 | pc/s
314 |  |  |  | PRO-PF 125-901 | Bolt | 0 |  | 0 | pc/s
315 |  |  |  | PRO-PF 97-52 | Bolt | 0 |  | 0 | pc/s
316 |  |  |  | PRO-PF 50-419 | Bolt | 0 |  | 0 | pc/s
317 |  |  |  | PRO-PF 125-6 | Bolt | 0 |  | 0 | pc/s
318 |  |  |  | PRO-PF 125-52 | Bolt | 0 |  | 0 | pc/s
319 |  |  |  | PRO-PF 70-15 | Bolt | 0 |  | 0 | pc/s
320 |  |  |  | PRO-PF 75-65 | Bolt | 0 |  | 0 | pc/s
321 |  |  |  | PRO-PF 73-14 | Bolt | 0 |  | 0 | pc/s
322 |  |  |  | PRO-PF 102-203 | Bolt | 0 |  | 0 | pc/s
323 |  |  |  | PRO-PF 32-943E | Bolt | 0 |  | 0 | pc/s
324 |  |  |  | PRO-PF 128-40A | Bolt | 0 |  | 0 | pc/s
325 |  |  |  | PRO-PF 75-235 | Bolt | 0 |  | 0 | pc/s
326 |  |  |  | PRO-PF 135-694 | Bolt | 0 |  | 0 | pc/s
327 |  |  |  | PRO-PF 103-44 | Bolt | 0 |  | 0 | pc/s
328 |  |  |  | PRO-PF 130-99 | Bolt | 0 |  | 0 | pc/s
329 |  |  |  | PRO-PF 60-50 | Bolt | 0 |  | 0 | pc/s
330 |  |  |  | PRO-PF 142-902 | Bolt | 0 |  | 0 | pc/s
331 |  |  |  | PRO-PF 18-56 | Bolt | 0 |  | 0 | pc/s
332 |  |  |  | PRO-PF 102-9 | Bolt | 0 |  | 0 | pc/s
333 |  |  |  | PRO-PF 73-56 | Bolt | 0 |  | 0 | pc/s
334 | Local |  |  | PRO-PF 32-119C | Bolt | 3 | 0 | 0 | pc/s | PRO-WH-RM1 | PROGEN | Rack 3-C
335 |  |  |  | PRO-PF 128-47 | Bolt | 0 |  | 0 | pc/s
336 |  |  |  | PRO-PF 140-63 | Bolt | 0 |  | 0 | pc/s
337 |  |  |  | PRO-PF 75-248 | Bolt | 0 |  | 0 | pc/s
338 |  |  |  | PRO-PF 50-16 | Bolt | 0 |  | 0 | pc/s
339 |  |  |  | PRO-PF 103-77 | Bolt | 0 |  | 0 | pc/s
340 |  |  |  | PRO-PF 97-53 | Bolt | 0 |  | 0 | pc/s
341 |  |  |  | PRO-PF 142-3 | Bolt | 0 |  | 0 | pc/s
342 |  |  |  | PRO-PF 50-420 | Bolt | 0 |  | 0 | pc/s
343 |  |  |  | PRO-PF 125-7 | Bolt | 0 |  | 0 | pc/s
344 |  |  |  | PRO-PF 102-204 | Bolt | 0 |  | 0 | pc/s
345 |  |  |  | PRO-PF 50-443 | Bolt | 0 |  | 0 | pc/s
346 |  |  |  | PRO-PF 60-40 | Bolt | 0 |  | 0 | pc/s
347 |  |  |  | PRO-PF 103-115B | Bolt | 0 |  | 0 | pc/s
348 |  |  |  | PRO-PF 75-66 | Bolt | 0 |  | 0 | pc/s
349 |  |  |  | PRO-PF 128-646A | Bolt | 0 |  | 0 | pc/s
350 |  |  |  | PRO-PF 50-35 | Bolt | 0 |  | 0 | pc/s
351 |  |  |  | PRO-PF 130-903 | Bolt | 0 |  | 0 | pc/s
352 |  |  |  | PRO-PF 50-90 | Bolt | 0 |  | 0 | pc/s
353 |  |  |  | PRO-PF 32-943F | Bolt | 0 |  | 0 | pc/s
354 |  |  |  | PRO-PF 75-237 | Bolt | 0 |  | 0 | pc/s
355 |  |  |  | PRO-PF 134-241A | Bolt | 0 |  | 0 | pc/s
356 |  |  |  | PRO-PF 140-64 | Bolt | 0 |  | 0 | pc/s
357 |  |  |  | PRO-PF 128-30A | Bolt | 0 |  | 0 | pc/s
358 |  |  |  | PRO-PF 142-4 | Bolt | 0 |  | 0 | pc/s
359 |  |  |  | PRO-PF 125-8 | Bolt | 0 |  | 0 | pc/s
360 |  |  |  | PRO-PF 102-206 | Bolt | 0 |  | 0 | pc/s
361 |  |  |  | PRO-PF 75-67 | Bolt | 0 |  | 0 | pc/s
362 |  |  |  | PRO-PF 30-34 | Bolt | 0 |  | 0 | pc/s
363 |  |  |  | PRO-PF 134-205A | Bolt | 0 |  | 0 | pc/s
364 |  |  |  | PRO-PF 32-943G | Bolt | 0 |  | 0 | pc/s
365 |  |  |  | PRO-PF 50-468 | Bolt | 0 |  | 0 | pc/s
366 |  |  |  | PRO-PF 75-238 | Bolt | 0 |  | 0 | pc/s
367 |  |  |  | PRO-PF 72-80 | Bolt | 0 |  | 0 | pc/s
368 |  |  |  | PRO-PF 59-23A | Bolt | 0 |  | 0 | pc/s
369 |  |  |  | PRO-PF 52-30 | Bolt | 0 |  | 0 | pc/s
370 | Local |  |  | PRO-PF 32-119B | Bolt | 5 | 0 | 0 | pc/s | PRO-WH-RM1 | PROGEN | Rack 3-C
371 |  |  |  | PRO-PF 75-57 | Bolt | 0 |  | 0 | pc/s
372 |  |  |  | PRO-PF 140-65 | Bolt | 0 |  | 0 | pc/s
373 |  |  |  | PRO-PF 125-904 | Bolt | 0 |  | 0 | pc/s
374 |  |  |  | PRO-PF 125-9 | Bolt | 0 |  | 0 | pc/s
375 |  |  |  | PRO-PF 102-207 | Bolt | 0 |  | 0 | pc/s
376 |  |  |  | PRO-PF 96-210 | Bolt | 0 |  | 0 | pc/s
377 |  |  |  | PRO-PF 35-117 | Bolt | 0 |  | 0 | pc/s
378 |  |  |  | PRO-PF 52-53 | Bolt | 0 |  | 0 | pc/s
379 |  |  |  | PRO-PF 102-11B | Bolt | 0 |  | 0 | pc/s
380 |  |  |  | PRO-PF 140-66 | Bolt | 0 |  | 0 | pc/s
381 |  |  |  | PRO-PF 75-254 | Bolt | 0 |  | 0 | pc/s
382 |  |  |  | PRO-PF 102-102 | Bolt | 0 |  | 0 | pc/s
383 |  |  |  | PRO-PF 62-3A | Bolt | 0 |  | 0 | pc/s
384 |  |  |  | PRO-PF 50-423 | Bolt | 0 |  | 0 | pc/s
385 |  |  |  | PRO-PF 130-22A | Bolt | 0 |  | 0 | pc/s
386 |  |  |  | PRO-PF 1-17 | Bolt | 0 |  | 0 | pc/s
387 |  |  |  | PRO-PF 134-196A | Bolt | 0 |  | 0 | pc/s
388 |  |  |  | PRO-PF 130-942 | Bolt | 0 |  | 0 | pc/s
389 |  |  |  | PRO-PF 96-211 | Bolt | 0 |  | 0 | pc/s
390 |  |  |  | PRO-PF 72-84 | Bolt | 0 |  | 0 | pc/s
391 |  |  |  | PRO-PF 128-930 | Bolt | 0 |  | 0 | pc/s
392 |  |  |  | PRO-PF 75-12A | Bolt | 0 |  | 0 | pc/s
393 |  |  |  | PRO-PF 134-117 | Bolt | 0 |  | 0 | pc/s
394 |  |  |  | PRO-PF 96-418 | Bolt | 0 |  | 0 | pc/s
395 |  |  |  | PRO-PF 130-31A | Bolt | 0 |  | 0 | pc/s
396 |  |  |  | PRO-PF 50-945 | Bolt | 0 |  | 0 | pc/s
397 |  |  |  | PRO-PF 25-123 | Bolt | 0 |  | 0 | pc/s
398 |  |  |  | PRO-PF 20-19 | Bolt | 0 |  | 0 | pc/s
399 |  |  |  | PRO-PF 19-26 | Bolt | 0 |  | 0 | pc/s
400 |  |  |  | PRO-PF 60-44 | Bolt | 0 |  | 0 | pc/s
401 |  |  |  | PRO-PF 128-111 | Bolt | 0 |  | 0 | pc/s
402 |  |  |  | PRO-PF 128-4A | Bolt | 0 |  | 0 | pc/s
403 |  |  |  | PRO-PF 30-16-34 | Bolt | 0 |  | 0 | pc/s
404 |  |  |  | PRO-PF 135-124 | Bolt | 0 |  | 0 | pc/s
405 |  |  |  | PRO-PF 50-484 | Bolt | 0 |  | 0 | pc/s
406 |  |  |  | PRO-PF 57-11 | Bolt | 0 |  | 0 | pc/s
407 |  |  |  | PRO-PF 60-45 | Bolt | 0 |  | 0 | pc/s
408 | Local |  |  | PRO-PF 32-119A | Bolt | 35 | 0 | 0 | pc/s | PRO-WH-RM1 | PROGEN | Rack 3-C
409 |  |  |  | PRO-PF 140-90 | Bolt | 0 |  | 0 | pc/s
410 |  |  |  | PRO-PF 82-4 | Bolt | 0 |  | 0 | pc/s
411 |  |  |  | PRO-PF 134-197A | Bolt | 0 |  | 0 | pc/s
412 |  |  |  | PRO-PF 24-7 | Bolt | 0 |  | 0 | pc/s
413 | Local |  |  | PRO-PF 215-4A | Bolt | 10 | 0 | 0 | pc/s | PRO-WH-RM1 | PROGEN | Rack 1-A
414 |  |  |  | PRO-PF 73-11 | Bolt | 0 |  | 0 | pc/s
415 |  |  |  | PRO-PF 128-982 | Bolt | 0 |  | 0 | pc/s
416 |  |  |  | PRO-PF 215-8A | Bolt | 0 |  | 0 | pc/s
417 |  |  |  | PRO-PF 102-211 | Bolt | 0 |  | 0 | pc/s
418 |  |  |  | PRO-PF 73-26 | Bolt | 0 |  | 0 | pc/s
419 |  |  |  | PRO-PF 102-7 | Bolt | 0 |  | 0 | pc/s
420 |  |  |  | PRO-PF 50-105 | Bolt | 0 |  | 0 | pc/s
421 |  |  |  | PRO-PF 128-43 | Bolt | 0 |  | 0 | pc/s
422 |  |  |  | PRO-PF 60-225 | Bolt | 0 |  | 0 | pc/s
423 |  |  |  | PRO-PF 103-12B | Bolt | 0 |  | 0 | pc/s
424 |  |  |  | PRO-PF 75-62 | Bolt | 0 |  | 0 | pc/s
425 |  |  |  | PRO-PF 65-19 | Bolt | 0 |  | 0 | pc/s
426 |  |  |  | PRO-PF 136-273 | Bolt | 0 |  | 0 | pc/s
427 |  |  |  | PRO-PF 128-983 | Bolt | 0 |  | 0 | pc/s
428 | Local |  |  | PRO-PF 32-943B | Bolt (Stainless) | 6 | 0 | 0 | pc/s | PRO-WH-RM1 | PROGEN | Rack 5-D
429 | Local |  |  | PRO-PF 32-943A | Bolt / Screw Bolt | 174 | 0 | 0 | pc/s | PRO-WH-RM1 | PROGEN | Rack 5-D
430 |  |  |  | K 12024 | Bolt for Bearing Housing | 0 |  | 0
431 |  |  |  | K 21002 | Bolt for Clamping Piece, PN 3446236022 | 0 |  | 0
432 |  |  |  | K 33400 | Bolt for Connecting Rod Shaft | 0 |  | 0 | pc/s
433 |  |  |  | K 31022 | Bolt for Counterweight K 31020 | 0 |  | 0
434 |  |  |  | K 10011 | Bolt for Cylinder Block | 0 |  | 0
435 |  |  |  | K 10012 | Bolt for Cylinder Block | 0 |  | 0
436 |  |  |  | K 71033 | Bolt for Pump Impeller K 71028 | 0 |  | 0
437 |  |  |  | AUX-PAR_1263 | Bolt, M12 x 120mm, SJ8-G21 | 0 |  | 0 | pc/s | PRO-WH-RM1 | PROGEN | Aux Rack 6-B, Drawer 2A
438 | Local |  |  | PRO-PF 102-205 | Bolt, PF 102-205 | 1 | 0 | 0 | pc/s | PRO-WH-RM1 | PROGEN | Drawer 4.3 Side Wall
439 | Local |  |  | PRO-PF 128-29A | Bolt, PF 128-29A | 150 | 0 | 0 | pc/s | PRO-WH-RM1 | PROGEN | Container beside Rack 5
440 | Local |  |  | PRO-PF 136-421 | Bolt, PF 136-421 | 14 | 0 | 0 | pc/s | PRO-WH-RM1 | PROGEN | Drawer 4.1 Side Wall
441 | Local |  |  | PRO-PF 16-15 | Bolt, PF 16-15 | 70 | 0 | 0 | pc/s | WH - Rm1 | PROGEN | Drawer 1.2 Side Wall
442 | Local |  |  | PRO-PF 17-110 | Bolt, PF 17-110 | 25 | 0 | 0 | pc/s | PRO-WH-RM1 | PROGEN | Drawer 3.2 Side Wall
443 |  |  |  | PRO-PF 125-49 | Bolt/ Screw | 0 |  | 0 | pc/s
444 |  |  |  | PRO-PF 50-427 | Bolt/Locking Bolt | 0 |  | 0 | pc/s
445 |  |  |  | PRO-PF 71-11 | Bolt/Locking Wire | 0 |  | 0 | pc/s
446 |  |  |  | PRO-PF 71-7 | Bolt/Positioning Pin for Bearing | 0 |  | 0 | pc/s
447 |  |  |  | PRO-PF 19-22 | Bolt/Set Screw | 0 |  | 0 | pc/s
448 |  |  |  | PRO-PF 71-16 | Bolt/Slotted Nut | 0 |  | 0 | pc/s
449 |  |  |  | PRO-PF 71-18 | Bolt/Split Pin | 0 |  | 0 | pc/s
450 |  |  |  | PRO-PF 142-915 | Bolt/Tunning Pin (For Main Bearing Shell) | 0 |  | 0 | pc/s
451 |  |  |  | K 92160 | Bolts for Instrument Panel | 0 |  | 0
452 | Local |  |  | CON-OFF_1010 | Bondpaper, A4 | 0 | 170 | 0 | ream/s
453 | Local |  |  | CON-OFF_1011 | Bondpaper, Long | 0 | 185 | 0 | ream/s
454 |  |  |  | PRO-PF 75-5A | Boss | 0 |  | 0 | pc/s
455 |  |  |  | PRO-PF 130-201B | Boss | 0 |  | 0 | pc/s
456 |  |  |  | PRO-PF 134-1 | Boss | 0 |  | 0 | pc/s
457 |  |  |  | PRO-PF 134-401B | Boss | 0 |  | 0 | pc/s
458 |  |  |  | PRO-PF 73-2 | Bottom Half Cover | 0 |  | 0 | pc/s
459 |  |  |  | PRO-PF 73-4 | Bottom Half Cover | 0 |  | 0 | pc/s
460 |  |  |  | PRO-PF 73-10A | Bottom Half Cover | 0 |  | 0 | pc/s
461 |  |  |  | PRO-PF 73-19 | Bottom Half Ring | 0 |  | 0 | pc/s
462 |  |  |  | PRO-PF 1-4 | Bottom Half Shell | 0 |  | 0 | pc/s
463 |  |  |  | PRO-PF 3-3 | Bottom Half Shell | 0 |  | 0 | pc/s
464 | Local |  |  | PRO-PF 32-4 | Bottom Half Shell | 34 | 0 | 0 | pc/s
465 | Local |  |  | PRO-PF 71-4 | Bottom Half Shell | 4 | 0 | 0 | pc/s | PRO-WH-RM1 | PROGEN | Rack 7-A
466 |  |  |  | PRO-PF 71-104 | Bottom Half Shell | 0 |  | 0 | pc/s
467 | Local |  |  | PRO-PF 3-3A | Bottom Half Shell (0.5 mm) | 22 | 0 | 0 | pc/s | PRO-WH-RM1 | PROGEN | Side Wall Rack
468 | Local |  |  | PRO-PF 1-4A | Bottom Half Shell (1 mm) | 3 | 0 | 0 | pc/s | PRO-WH-RM1 | PROGEN | Side Wall Rack
469 | Local |  |  | PRO-PF 3-3B | Bottom Half Shell (1 mm) | 3 | 0 | 0 | pc/s | PRO-WH-RM1 | PROGEN | Side Wall Rack
470 | Local |  |  | PRO-PF 1-4B | Bottom Half Shell (1.5mm) | 3 | 0 | 0 | pc/s | PRO-WH-RM1 | PROGEN | Side Wall Rack
471 | Local |  |  | PRO-PF 3-3C | Bottom Half Shell (2 mm) | 7 | 0 | 0 | pc/s | PRO-WH-RM1 | PROGEN | Side Wall Rack
472 | Local |  |  | PRO-PF 1-4C | Bottom Half Shell (2mm ) | 7 | 0 | 0 | pc/s | PRO-WH-RM1 | PROGEN
473 | Local |  |  | PRO-PF 1-4D | Bottom Half Shell (3 mm ) | 2 | 0 | 0 | pc/s | PRO-WH-RM1 | PROGEN | Side Wall Rack
474 | Local |  |  | PRO-PF 3-3D | Bottom Half Shell (3 mm) | 12 | 0 | 0 | pc/s | PRO-WH-RM1 | PROGEN | Side Wall Rack
475 | Local |  |  | PRO-PF 1-4E | Bottom Half Shell (4mm ) | 4 | 0 | 0 | pc/s | PRO-WH-RM1 | PROGEN | Side Wall Rack
476 | Local |  |  | PF 3-3E | Bottom Half Shell (4mm) | 1 | 0 | 0 | pc/s | PRO-WH-RM1 | PROGEN | Side Wall Rack
477 | Local |  |  | PRO-PF 1-4F | Bottom Half Shell (6 mm) | 1 | 0 | 0 | pc/s | PRO-WH-RM1 | PROGEN | Side Wall Rack
478 | Local |  |  | PRO-PF 1-4G | Bottom Half Shell (7 mm) | 1 | 0 | 0 | pc/s | PRO-WH-RM1 | PROGEN | Side Wall Rack
479 |  |  |  | PRO-PF 30-102 | Bottom Spring Collar | 0 |  | 0 | pc/s
480 |  |  |  | AUX-PAR_1202 | Bowl Disc SJ6-B16 | 0 |  | 0 | pc/s | PRO-WH-RM1 | PROGEN | Rack 3-B
481 |  |  |  |  | Bowl Disc, Big | 0 |  | 0 | pc/s | PRO-WH-RM1 | PROGEN | Rack 3-B
482 |  |  |  | AUX-PAR_1248 | Bowl Disc, PN 52039486, AL-99 | 0 |  | 0 | pc/s | PRO-WH-RM1 | PROGEN | Aux Rack 6-B
483 |  |  |  | AUX-PAR_1200 | Bowl Ring SJ6-B19 | 0 |  | 0 | pc/s | PRO-WH-RM1 | PROGEN | Rack 3-B
484 |  |  |  | AUX-PAR_1205 | Bowl Top | 0 |  | 0 | pc/s | PRO-WH-RM1 | PROGEN | Rack 3-B
485 |  |  |  | PRO-PF 25-45 | Box/Housing | 0 |  | 0 | pc/s
486 |  |  |  | PRO-PF 68-102 | Bracket | 0 |  | 0 | pc/s
487 |  |  |  | PRO-PF 68-2 | Bracket | 0 |  | 0 | pc/s
488 |  |  |  | PRO-PF 103-981 | Bracket | 0 |  | 0 | pc/s
489 |  |  |  | PRO-PF 54-1A | Bracket | 0 |  | 0 | pc/s
490 |  |  |  | PRO-PF 215-15 | Bracket | 0 |  | 0 | pc/s
491 |  |  |  | PRO-PF 140-121 | Branch Main | 0 |  | 0 | pc/s
492 |  |  |  | PRO-PF 140-21 | Branch Main | 0 |  | 0 | pc/s
493 |  |  |  | PRO-PF 128-35C | Branch Pipe Insulation | 0 |  | 0 | pc/s
494 |  |  |  | PRO-PF 62-Assy. | Brand New UG-40, Woodward Governor Assembly | 0 |  | 0 | set/s
495 |  |  |  | PRO-PF 125-119A | Bronze Cock (6A) | 0 |  | 0 | pc/s
496 |  |  |  | PRO-PF 134-29 | Bronze Screwed Cock | 0 |  | 0 | pc/s
497 |  |  |  | PRO-PF 130-47A | Bronze Screwed Globe Valve | 0 |  | 0 | pc/s
498 | Local |  |  | CON-HOU_1002 | Broom (Paypay) | 0 | 45 | 0 | pc/s
499 | Local |  |  | CON-HOU_1012 | Broom Stick | 0 | 30 | 0 | pc/s
500 | Local |  |  | CON-CON_1023 | Brush, Cup, Twisted, M10 x 1.25mm x 3" | 14 | 0 | 0 | pc/s | Cabinet | PROGEN
501 | Local |  |  | CON-CON_1025 | Brush, Cup, Twisted, M16x2.0mmx4"/100mm | 3 | 0 | 0 | pc/s | Cabinet | PROGEN
502 | Local |  |  | CON-CON_1024 | Brush, Cup, Twisted, M16x2.0x100mm, Wire Size 0.50 | 24 | 0 | 0 | pc/s | Cabinet | PROGEN
503 | Local |  |  | CON-CON_1006 | Brush, Paint, 4" | 0 | 46.75 | 0 | pc/s
504 | Local |  |  | CON-CON_1005 | Brush, Steel | 3 | 18 | 0 | pc/s | PRO-WH-RM1 | PROGEN | SR Cabinet 1-A
505 |  |  |  | PRO-PF 30-110 | BS Ring | 0 |  | 0 | pc/s
506 |  |  |  | K 32309 | Buffer Disc for Housing K 32301 and Cover K 32315 | 0 |  | 0
507 |  |  |  | K 43137 | Buffer Disc for Plunger K 43134 | 0 |  | 0
508 |  |  |  | PRO-PF 50-328 | Bush | 0 |  | 0 | pc/s
509 |  |  |  | PRO-PF 162-508 | Bush | 0 |  | 0 | pc/s
510 |  |  |  | PRO-PF 103-106 | Bush | 0 |  | 0 | pc/s
511 |  |  |  | PRO-PF 102-21 | Bush | 0 |  | 0 | pc/s
512 | Local |  |  | PRO-PF 96-7/8 | Bush | 3 | 0 | 0 | pc/s | PRO-WH-RM1 | PROGEN | Rack 4-C
513 |  |  |  | PRO-PF 102-9 | Bush | 0 |  | 0 | pc/s
514 | Local |  |  | PRO-PF 96-8/9 | Bush | 3 | 0 | 0 | pc/s | PRO-WH-RM1 | PROGEN | Rack 4-C
515 | Local |  |  | PRO-PF 60-17 | Bush | 2 | 0 | 0 | pc/s | PRO-WH-RM1 | PROGEN | Rack 4-B
516 |  |  |  | PRO-PF 32-30 | Bush | 0 |  | 0 | pc/s
517 | Local |  |  | PRO-PF 60-19 | Bush | 2 | 0 | 0 | pc/s | PRO-WH-RM1 | PROGEN | Drawer 2.5 Side Wall
518 |  |  |  | PRO-PF 96-209 | Bush | 0 |  | 0 | pc/s
519 |  |  |  | PRO-PF 57-6 | Bush | 0 |  | 0 | pc/s
520 |  |  |  | PRO-PF 75-209 | Bush | 0 |  | 0 | pc/s
521 |  |  |  | PRO-PF 75-87 | Bush | 0 |  | 0 | pc/s
522 |  |  |  | PRO-PF 65-9 | Bush | 0 |  | 0 | pc/s
523 |  |  |  | PRO-PF 75-211 | Bush | 0 |  | 0 | pc/s
524 |  |  |  | PRO-PF 102-4 | Bush | 0 |  | 0 | pc/s
525 |  |  |  | PRO-PF 75-88 | Bush | 0 |  | 0 | pc/s
526 |  |  |  | PRO-PF 75-212 | Bush | 0 |  | 0 | pc/s
527 |  |  |  | PRO-PF 50-325 | Bush | 0 |  | 0 | pc/s
528 |  |  |  | PRO-PF 102-5 | Bush | 0 |  | 0 | pc/s
529 |  |  |  | PRO-PF 75-89 | Bush | 0 |  | 0 | pc/s
530 |  |  |  | PRO-PF 54-4 | Bush | 0 |  | 0 | pc/s
531 |  |  |  | PRO-PF 96-7 | Bush | 0 |  | 0 | pc/s
532 |  |  |  | PRO-PF 50-326 | Bush | 0 |  | 0 | pc/s
533 |  |  |  | PRO-PF 96-8 | Bush | 0 |  | 0 | pc/s
534 |  |  |  | PRO-PF 50-327 | Bush | 0 |  | 0 | pc/s
535 | Local |  |  | PRO-PF 96-208 | Bush | 12 | 0 | 0 | pc/s | PRO-WH-RM1 | PROGEN | Rack 4-A
536 |  |  |  | PRO-PF 96-9 | Bush | 0 |  | 0 | pc/s
537 | Local |  |  | PRO-PF 102-56 | Bush (Copper), PF 102-56 | 77 | 0 | 0 | pc/s | PRO-WH-RM1 | PROGEN | Drawer 4.4 Side Wall
538 |  |  |  | K 28018 | Bush for Auxilliary Rocker Arm K 28014 | 0 |  | 0
539 |  |  |  | K 73012 | Bush for bearing housing K 73111 | 0 |  | 0
540 |  |  |  | K 73112 | Bush for bearing housing K 73111 | 0 |  | 0
541 |  |  |  | K 32333 | Bush for Bearing Insert K 32332 | 0 |  | 0
542 |  |  |  | K 34137 | Bush for Connecting Rod Shaft | 0 |  | 0
543 |  |  |  | K 46445 | Bush for Control Element Box | 0 |  | 0
544 |  |  |  | K 73021 | Bush for Cooling Water Pump | 0 |  | 0
545 |  |  |  | PRO-PF 20-69 | Bush for Exhaust Rocker shaft | 0 |  | 0 | pc/s
546 |  |  |  | K 45031 | Bush for Governing Linkage | 0 |  | 0
547 |  |  |  | K 47044 | Bush for Hand Grip K 47043 | 0 |  | 0
548 |  |  |  | K 32304 | Bush for Housing K 32301 | 0 |  | 0
549 |  |  |  | K 32306 | Bush for Housing K 32301 and Bearing Insert K 32329 | 0 |  | 0
550 |  |  |  | K 32308 | Bush for Housing K 32301 and Cover K 32315 | 0 |  | 0
551 |  |  |  | K 43163 | Bush for Housing K 43161 | 0 |  | 0
552 |  |  |  | K 47003 | Bush for Housing K 47002 | 0 |  | 0
553 |  |  |  | K 47025 | Bush for Housing K 47021 and Cam K 47029 | 0 |  | 0
554 |  |  |  | K 51123 | Bush for Housing K 51122 | 0 |  | 0
555 |  |  |  | PRO-PF 20-1 | Bush for Inlet rocker shaft | 0 |  | 0 | pc/s
556 | Local |  |  | PRO-PF 52-14 | Bush for Intermediate Pinion | 16 | 0 | 0 | pc/s | PRO-WH-RM1 | PROGEN | Rack 4-A
557 |  |  |  | K 45069 | Bush for Lever K 45057 | 0 |  | 0
558 |  |  |  | K 47180 | Bush for Lever K 47161 | 0 |  | 0
559 |  |  |  | K 45026 | Bush for Levers K 45025, K 45027 and support K 45029 | 0 |  | 0
560 |  |  |  | K 28008 | Bush for Main Rocker Arm K28005 | 0 |  | 0
561 |  |  |  | K 43136 | Bush for Plunger K 43134 | 0 |  | 0
562 |  |  |  | K 73121 | Bush for Raw Water Pump | 0 |  | 0
563 |  |  |  | K 43124 | Bush for Roller K 43123 | 0 |  | 0
564 |  |  |  | K 44107 | Bush for Roller K 44104 | 0 |  | 0
565 |  |  |  | K 46177 | Bush for shaft K 46166 | 0 |  | 0
566 |  |  |  | K 43121 | Bush for Starting-Air Sleeve Valve | 0 |  | 0
567 |  |  |  | K 32343 | Bush for Support K 32337 | 0 |  | 0
568 |  |  |  | PRO-PF 75-34 | Bush Housing | 0 |  | 0 | pc/s
569 |  |  |  | PRO-PF 75-28 | Bush Housing | 0 |  | 0 | pc/s
570 | Local |  |  | PRO-PF 16-103 | Bush, PF 16-103 | 54 | 0 | 0 | pc/s | PRO-WH-RM1 | PROGEN | Drawer 1.2 Side Wall
571 | Local |  |  | PRO-PF 54-121 | Bush, PF 54-121 | 4 | 0 | 0 | pc/s | PRO-WH-RM1 | PROGEN | Drawer 1.4 Side Wall
572 | Local |  |  | PRO-PF 65-8 | Bush, PF 65-8 | 1 | 0 | 0 | pc/s | PRO-WH-RM1 | PROGEN | Drawer 1.5 Side Wall
573 |  |  |  | AUX-PAR_1085 | Bush, WE-17168 | 0 |  | 0 | pc/s | PRO-WH-RM1 | PROGEN | Aux Rack 1-C Drawer 3.4
574 |  |  |  | K 55016 | Bushes for Roller K 55028 | 0 |  | 0
575 | Local |  |  | PRO-PF 15-Valve Guide | Bushing | 33 | 0 | 0 | pc/s | PRO-WH-RM1 | PROGEN | Rack 3-B
576 |  |  |  | PRO-PF 59-2B | Button | 0 |  | 0 | pc/s
577 |  |  |  | K 46383 | Cable Stuffing Box for Control Element Box | 0 |  | 0
578 |  |  |  | K 47029 | Cam for Emergency Operating Arrangement | 0 |  | 0
579 |  |  |  | K 47031 | Cam for Emergency Operating Arrangement | 0 |  | 0
580 |  |  |  | K 47032 | Cam for Emergency Operating Arrangement | 0 |  | 0
581 |  |  |  | K 47033 | Cam for Emergency Operating Arrangement | 0 |  | 0
582 |  |  |  | K 49901 | Cam for Load Control | 0 |  | 0
583 |  |  |  | K 43140 | Cam for Starting-Air Sleeve Valve | 0 |  | 0
584 |  |  |  | K 93261 | Cam for Terminal Switch | 0 |  | 0
585 |  |  |  | PRO-PF 95-126 | Cam Shaft (left) | 0 |  | 0 | pc/s
586 |  |  |  | PRO-PF 95-342 | Cam Shaft (left) | 0 |  | 0 | pc/s
587 |  |  |  | PRO-PF 95-128 | Cam Shaft (left) | 0 |  | 0 | pc/s
588 |  |  |  | PRO-PF 95-482 | Cam Shaft (left) | 0 |  | 0 | pc/s
589 |  |  |  | PRO-PF 95-166 | Cam Shaft (left) | 0 |  | 0 | pc/s
590 |  |  |  | PRO-PF 95-168 | Cam Shaft (left) | 0 |  | 0 | pc/s
591 |  |  |  | PRO-PF 95-242 | Cam Shaft (left) | 0 |  | 0 | pc/s
592 |  |  |  | PRO-PF 95-282 | Cam Shaft (left) | 0 |  | 0 | pc/s
593 |  |  |  | PRO-PF 95-341 | Cam Shaft (right) | 0 |  | 0 | pc/s
594 |  |  |  | PRO-PF 95-127 | Cam Shaft (right) | 0 |  | 0 | pc/s
595 |  |  |  | PRO-PF 95-481 | Cam Shaft (right) | 0 |  | 0 | pc/s
596 |  |  |  | PRO-PF 95-165 | Cam Shaft (right) | 0 |  | 0 | pc/s
597 |  |  |  | PRO-PF 95-167 | Cam Shaft (right) | 0 |  | 0 | pc/s
598 |  |  |  | PRO-PF 95-241 | Cam Shaft (right) | 0 |  | 0 | pc/s
599 |  |  |  | PRO-PF 95-281 | Cam Shaft (right) | 0 |  | 0 | pc/s
600 |  |  |  | PRO-PF 95-125 | Cam Shaft (right) | 0 |  | 0 | pc/s
601 |  |  |  | AUX-PAR_1088 | Cambire Tubing, 1 1/6x1mm, ISL-09/E | 0 |  | 0 | pc/s | PRO-WH-RM1 | PROGEN | Aux Rack 1-C Drawer 3.7
602 |  |  |  | PRO-PF 32-101 | Camshaft Bearing Housing | 0 |  | 0 | pc/s
603 |  |  |  | K 42601 | Camshaft Bearing Shell Halves | 0 |  | 0 | pc/s
604 |  |  |  | PRO-PF 52-23 | Camshaft Damper Body | 0 |  | 0 | pc/s
605 |  |  |  | PRO-PF 52-25 | Camshaft Gear | 0 |  | 0 | pc/s
606 |  |  |  | ENG-PIE_1061 | Camshaft Gear L/R | 0 |  | 0 | assy/s
607 |  |  |  | PRO-PF 134-543 | Camshaft Lubricating | 0 |  | 0 | pc/s
608 | Local |  |  | PRO-PF 17-122 | Cap | 39 | 0 | 0 | pc/s | PRO-WH-RM1 | PROGEN | Rack 3-C
609 |  |  |  | PRO-PF 19-30 | Cap | 0 |  | 0 | pc/s
610 | Local |  |  | PRO-PF 22-328 | Cap | 67 | 0 | 0 | pc/s | PRO-WH-RM1 | PROGEN | Oring Drawer 3
611 |  |  |  | PRO-PF 18-4 | Cap | 0 |  | 0 | pc/s
612 |  |  |  | PRO-PF 3-2 | Cap / Big End Cap | 0 |  | 0 | pc/s
613 |  |  |  | K 81483 | Cap for Insulating Pins | 0 |  | 0
614 | Local |  |  | PRO-PF 10-229 | Cap Nut | 238 | 0 | 0 | pc/s | PRO-WH-RM1 | PROGEN | Container beside Rack 3
615 |  |  |  | VTR-20830 | Cap Nut | 0 |  | 0 | pc/s
616 |  |  |  | VTR-39001 | Cap Nut 47231/39001 | 0 |  | 0 | pc/s
617 |  |  |  | AUX-PAR_1232 | Cap Nut, #200, SJ8-G20 | 0 |  | 0 | pc/s | PRO-WH-RM1 | PROGEN | Rack 3-C
618 |  |  |  | AUX-PAR_1284 | Cap Nut, PN 6041018, SJ6-G20 | 0 |  | 0 | pc/s | PRO-WH-RM1 | PROGEN | Aux Rack 6-B, Drawer 2B
619 | Local |  |  | AUX-PAR_1062 | Cap Screw, M18x12mm, VLV-17F | 10 | 0 | 0 | pc/s | PRO-WH-RM1 | PROGEN | Aux Rack 1-C Drawer 1.5
620 |  |  |  | PRO-PF 60-3 | Casing | 0 |  | 0 | pc/s
621 |  |  |  | K 16270 | Casing - Flywheel Side | 0 |  | 0
622 |  |  |  | K 16222 | Casing Cover | 0 |  | 0
623 |  |  |  | K 44133 | Casing for actuating Valve Rod | 0 |  | 0
624 |  |  |  | K 44138 | Casing for actuating Valve Rod | 0 |  | 0
625 |  |  |  | K 43552 | Casing for Automatic Starting Air Shut-off Valve | 0 |  | 0
626 |  |  |  | K 43553 | Casing for Automatic Starting Air Shut-off Valve | 0 |  | 0
627 |  |  |  | PRO-PF 75-1B | Casing for barring gear | 0 |  | 0 | pc/s
628 |  |  |  | K 16243 | Casing for Cylinder Block | 0 |  | 0
629 |  |  |  | K 16245 | Casing for Cylinder Block | 0 |  | 0
630 |  |  |  | K 74102 | Casing for Fuel Transfer Pump | 0 |  | 0
631 |  |  |  | K 92105 | Casing for Instrument Panel | 0 |  | 0
632 |  |  |  | K 44117 | Casing for Valve Actuating Rod | 0 |  | 0
633 |  |  |  | K 44120 | Casing for Valve Actuating Rod | 0 |  | 0
634 |  |  |  | PRO-PF 142-268 | Casing Inlet Pipe | 0 |  | 0 | pc/s
635 |  |  |  | K 81451 | Casings Complete for Exhaust Piping | 0 |  | 0
636 |  |  |  | K 81491 | Casings Complete for Exhaust Piping | 0 |  | 0
637 |  |  |  | K 81530 | Casings Complete for Exhaust Piping | 0 |  | 0
638 |  |  |  | K 81601 | Casings Complete for Exhaust Piping | 0 |  | 0
639 |  |  |  | K 81640 | Casings Complete for Exhaust Piping | 0 |  | 0
640 |  |  |  | K 81560 | Casings for K 81451 and K 81491 | 0 |  | 0
641 |  |  |  | K 81565 | Casings for K 81451 and K 81530 | 0 |  | 0
642 |  |  |  | K 81576 | Casings for K 81530 | 0 |  | 0
643 |  |  |  | K 81693 | Casings for K 81640 | 0 |  | 0
644 |  |  |  | K 81680 | Casings for K 81640 and K 81451 | 0 |  | 0
645 |  |  |  | K 81476 | Central Insulating Plate for K 81451 and K 81491 | 0 |  | 0
646 |  |  |  | K 81479 | Central Insulating Plate for K 81451 and K 81491 | 0 |  | 0
647 |  |  |  | K 81553 | Central Insulating Plate for K 81530 | 0 |  | 0
648 |  |  |  | ENG-PIE_1006 | Centrifugal Dirt Oil Separator | 0 |  | 0 | pc/s
649 |  |  |  | ENG-PIE_1007 | Centrifugal Dirt Oil Separator Housing | 0 |  | 0 | pc/s
650 |  |  |  | PRO-PF 19-17 | Chain | 0 |  | 0 | pc/s
651 | Local |  |  | AUX-PAR_1033 | Chain 40" | 1 | 0 | 0 | pc/s | PRO-WH-RM1 | PROGEN | Aux Rack 1-B
652 |  |  |  | K 46324 | Changeover Valve for Valve Plate | 0 |  | 0
653 |  |  |  | K 66102 | Charge Air Cooler Housing, Complete | 0 |  | 0
654 |  |  |  | K 66101 | Charge Air Cooler, Complete for Turbocharger | 0 |  | 0
655 |  |  |  | AUX-PAR_1086 | Check Valve, 5000PSI | 0 |  | 0 | pc/s | PRO-WH-RM1 | PROGEN | Aux Rack 1-C Drawer 3.5
656 |  |  |  | AUX-PAR_1113 | Chemical Injector, N726-3TTP, SN-64235 | 0 |  | 0 | pc/s | PRO-WH-RM1 | PROGEN | Aux Rack 2-A
657 |  |  |  | PRO-PF 102-212 | Circlip | 0 |  | 0 | pc/s
658 |  |  |  | PRO-PF 134-171A | Circlip | 0 |  | 0 | pc/s
659 |  |  |  | PRO-PF 102-213 | Circlip | 0 |  | 0 | pc/s
660 |  |  |  | PRO-PF 5-15 | Circlip | 0 |  | 0 | pc/s
661 |  |  |  | PRO-PF 50-89 | Circlip | 0 |  | 0 | pc/s
662 |  |  |  | PRO-PF 103-108 | Circlip | 0 |  | 0 | pc/s
663 |  |  |  | PRO-PF 75-27B | Circlip | 0 |  | 0 | pc/s
664 |  |  |  | PRO-PF 96-17 | Circlip | 0 |  | 0 | pc/s
665 |  |  |  | PRO-PF 50-75 | Circlip | 0 |  | 0 | pc/s
666 |  |  |  | PRO-PF 18-15 | Circlip | 0 |  | 0 | pc/s
667 |  |  |  | PRO-PF 136-171 | Circlip ( LO Pipe Header ) | 0 |  | 0 | pc/s
668 | Local |  |  | ENG-PIE_1024 | Circlip 40mmx46mm | 228 | 0 | 0 | pc/s | PRO-WH-RM1 | PROGEN | Drawer 5.5 Side Wall
669 | Local |  |  | ENG-PIE_1025 | Circlip 48mmx55mm | 1 | 0 | 0 | pc/s | PRO-WH-RM1 | PROGEN | Drawer 5.4 Side Wall
670 | Local |  |  | ENG-PIE_1023 | Circlip 59mmx67mm | 247 | 0 | 0 | pc/s | PRO-WH-RM1 | PROGEN | Drawer 5.4 Side Wall
671 | Local |  |  | ENG-PIE_1026 | Circlip 86mmx98mm | 13 | 0 | 0 | pc/s | PRO-WH-RM1 | PROGEN | Drawer 5.5 Side Wall
672 |  |  |  | ECV-08 | Circlip, E-type | 0 |  | 0 | pc/s
673 | Local |  |  | PRO-PF 1-16 | Circlip, PF 1-16 | 21 | 0 | 0 | pc/s | PRO-WH-RM1 | PROGEN | Drawer 2.1 Side Wall
674 | Local |  |  | PRO-PF 102-214 | Circlip, PF 102-214 | 31 | 0 | 0 | pc/s | PRO-WH-RM1 | PROGEN | Drawer 4.3 Side Wall
675 | Local |  |  | PRO-PF 15-43 | CirClip, PF 15-43 | 30 | 0 | 0 | pc/s | PRO-WH-RM1 | PROGEN | Drawer 2.2 Side Wall
676 | Local |  |  | PRO-PF 5-13 | Circlip, PF 5-13 | 349 | 0 | 0 | pc/s | PRO-WH-RM1 | PROGEN | Rack 2-B
677 |  |  |  | PRO-PF 134-2A | Circlip-LOP | 0 |  | 0 | pc/s
678 |  |  |  | PRO-PF 136-990 | Clamp | 0 |  | 0 | pc/s
679 |  |  |  | PRO-PF 136-288 | Clamp | 0 |  | 0 | pc/s
680 |  |  |  | PRO-PF 135-674 | Clamp | 0 |  | 0 | pc/s
681 |  |  |  | PRO-PF 135-903 | Clamp | 0 |  | 0 | pc/s
682 |  |  |  | PRO-PF 136-40 | Clamp Collar | 0 |  | 0 | pc/s
683 | Local |  |  | PRO-PF 54-118 | Clamp Plate/ Half Ring, PF 54-118 | 6 | 0 | 0 | pc/s | PRO-WH-RM1 | PROGEN | Drawer 1.3 Side Wall
684 |  |  |  | AUX-PAR_1288 | Clamp Screw, SJ-T7 | 0 |  | 0 | pc/s | PRO-WH-RM1 | PROGEN | Aux Rack 6-B, Drawer 2B
685 |  |  |  | K 81165 | Clamping Piece for Guide Element | 0 |  | 0
686 |  |  |  | K 81184 | Clamping Piece for support K 81260 | 0 |  | 0
687 |  |  |  | K 81185 | Clamping Piece for Support K 81260 | 0 |  | 0
688 |  |  |  | K 81261 | Clamping Piece for Support K 81260 | 0 |  | 0
689 |  |  |  | K 21001 | Clamping Piece, Complete for Cylinder Liner | 0 |  | 0
690 |  |  |  | K 27261 | Clamping Ring for Fuel Pressure Line | 0 |  | 0
691 |  |  |  | K 55007 | Clamping Ring for rack K 55006 | 0 |  | 0
692 |  |  |  | PRO-PF 73-41 | Clamping Wire, PN 41330719 | 0 |  | 0 | pc/s
693 |  |  |  | K 81482 | Clips for Insulating Pins | 0 |  | 0
694 |  |  |  | K 27431 | Closing Piece | 0 |  | 0
695 |  |  |  | PRO-PF 215-5B | Closure Plate | 0 |  | 0 | pc/s
696 |  |  |  | AUX-PAR_1206 | Clutch drive | 0 |  | 0 | pc/s | PRO-WH-RM1 | PROGEN | Rack 3-B
697 |  |  |  | PRO-PF 176-5 | Cock | 0 |  | 0 | pc/s
698 |  |  |  | PRO-PF 176-6 | Cock | 0 |  | 0 | pc/s
699 |  |  |  | PRO-PF 128-19B | Cock | 0 |  | 0 | pc/s
700 |  |  |  | PRO-PF 134-68 | Cock | 0 |  | 0 | pc/s
701 |  |  |  | PRO-PF 128-20B | Cock | 0 |  | 0 | pc/s
702 |  |  |  | PRO-PF 130-15A | Cock | 0 |  | 0 | pc/s
703 |  |  |  | PRO-PF 142-700 | Cock | 0 |  | 0 | pc/s
704 |  |  |  | PRO-PF 142-88 | Cock | 0 |  | 0 | pc/s
705 |  |  |  | PRO-PF 136-34 | Cock | 0 |  | 0 | pc/s
706 | Local |  |  | AUX-PAR_1059 | Coil Spring | 45 | 0 | 0 | pc/s | PRO-WH-RM1 | PROGEN | Aux Rack 1-C Drawer 1.3
707 |  |  |  | PRO-PF 62-16 | Collar | 0 |  | 0 | pc/s
708 |  |  |  | PRO-PF 128-23C | Collar | 0 |  | 0 | pc/s
709 |  |  |  | PRO-PF 62-18 | Collar | 0 |  | 0 | pc/s
710 |  |  |  | PRO-PF 134-113 | Collar | 0 |  | 0 | pc/s
711 |  |  |  | PRO-PF 59-8A | Collar | 0 |  | 0 | pc/s
712 |  |  |  | PRO-PF 130-37A | Collar | 0 |  | 0 | pc/s
713 |  |  |  | PRO-PF 62-19 | Collar | 0 |  | 0 | pc/s
714 |  |  |  | PRO-PF 62-20 | Collar | 0 |  | 0 | pc/s
715 |  |  |  | PRO-PF 125-120 | Collar | 0 |  | 0 | pc/s
716 |  |  |  | PRO-PF 128-21B | Collar | 0 |  | 0 | pc/s
717 |  |  |  | PRO-PF 22-324 | Collar / Clamp | 0 |  | 0 | pc/s
718 |  |  |  | AUX-PAR_1244 | Collar, AL-65 | 0 |  | 0 | pc/s | PRO-WH-RM1 | PROGEN | Aux Rack 6-A
719 | Local |  |  | PRO-PF 62-17 | Collar, PF 62-17 | 4 | 0 | 0 | pc/s | PRO-WH-RM1 | PROGEN | Drawer 2.5 Side Wall
720 |  |  |  | PRO-PF 15-70 | Collre | 0 |  | 0 | pc/s
721 |  |  |  | PRO-PF 128-17 | Compensator | 0 |  | 0 | pc/s
722 |  |  |  | K 46326 | Compressed Air Accumulator for Valve Plate | 0 |  | 0
723 | Local |  |  | PRO-PF 5-21 | Compression Ring | 33 | 0 | 0 | pc/s | PRO-WH-RM1 | PROGEN | Rack 9-B
724 | Local |  |  | PRO-PF 5-23 | Compression Ring, PF 5-23 | 35 | 0 | 0 | pc/s | PRO-WH-RM1 | PROGEN | Rack 1-A
725 |  |  |  | AUX-PAR_1184 | Condulet Nut 1/2" x 1/2" | 0 |  | 0 | pc/s | PRO-WH-RM1 | PROGEN | Aux Rack 2-D
726 |  |  |  | K 27529 | Conical Clamping Ring, Two Part, for the Exhaust Valve, PN 3446276190 | 0 |  | 0
727 |  |  |  | K 27503 A | Conical Clamping Ring, Two Part, for the Inlet Valve, PN 3424277622 | 0 |  | 0
728 |  |  |  | K 27503 B | Conical Clamping Ring, Two Part, for the Inlet Valve, PN 3424277622 | 0 |  | 0
729 |  |  |  | K 21006 | Conical Cup for Clamping Piece, PN 3424236261 | 0 |  | 0
730 |  |  |  | K 21005 | Conical Disc for Clamping Piece, 21PN78/M82026 | 0 |  | 0
731 |  |  |  | PRO-PF 52-35 | Conical Ring (female) | 0 |  | 0 | pc/s
732 |  |  |  | PRO-PF 52-34 | Conical Ring (Male) | 0 |  | 0 | pc/s
733 |  |  |  | PRO-PF 142-701 | Connecting Block | 0 |  | 0 | pc/s
734 |  |  |  | K 43557 | Connecting Nipple for Automatic Starting Air Shut-off Valve | 0 |  | 0
735 |  |  |  | K 81262 | Connecting Piece for Support K 81260 | 0 |  | 0
736 |  |  |  | K 44130 | Connecting Piece for valve drive | 0 |  | 0
737 |  |  |  | PRO-PF 102-69 | Connecting Pipe | 0 |  | 0 | pc/s
738 |  |  |  | K 47063 | Connecting Plate for Electro Valves K 47078 and K 47079 | 0 |  | 0
739 |  |  |  | K 47210 | Connecting Plate for Electro Valves K 47220 and K 47221 | 0 |  | 0
740 |  |  |  | K 72171 | Connecting Plate for Excess-pressure Valve | 0 |  | 0
741 |  |  |  | K 72126 | Connecting Plate for K 72105 | 0 |  | 0
742 |  |  |  | K 47152 | Connecting Plate for Valve Plate | 0 |  | 0
743 | Local |  |  | PRO-PF 102-70 | Connecting Rod | 19 | 0 | 0 | pc/s | PRO-WH-RM1 | PROGEN | Rack 4-C
744 |  |  |  | PRO-PF 3-1 | Connecting Rod | 0 |  | 0 | pc/s
745 |  |  |  | PRO-PF 102-28 | Connecting Rod | 0 |  | 0 | pc/s
746 | Local |  |  | PRO-PF 102-945 | Connecting Rod | 1 | 0 | 0 | pc/s | PRO-WH-RM1 | PROGEN | Rack 5-C
747 | Local |  |  | PRO-PF 102-944 | Connecting Rod | 1 | 0 | 0 | pc/s | PRO-WH-RM1 | PROGEN | Rack 4-C
748 |  |  |  | ENG-PIE_1042 | Connecting Rod (JV# 00-07-47) | 0 |  | 0 | pc/s
749 |  |  |  | PRO-PF 3-Conrod Assy | Connecting Rod Assembly | 0 |  | 0 | assy/s
750 |  |  |  | K 33000 | Connecting Rod for Operating Piston, Complete | 0 |  | 0
751 |  |  |  | K 33101 | Connecting Rod Shaft | 0 |  | 0
752 | Local |  |  | PRO-PF 102-70/90/86/87 | Connecting Rod/ Spring / Nut | 1 | 0 | 0 | pc/s | PRO-WH-RM1 | PROGEN | Rack 4-C
753 |  |  |  | PRO-PF 140-58B | Connection | 0 |  | 0 | pc/s
754 |  |  |  | PRO-PF 135-123 | Connection | 0 |  | 0 | pc/s
755 |  |  |  | PRO-PF 50-455 | Connection | 0 |  | 0 | pc/s
756 |  |  |  | PRO-PF 140-88 | Connection | 0 |  | 0 | pc/s
757 |  |  |  | K 84470 | Connection Bend for Visual Flow Control | 0 |  | 0
758 |  |  |  | PRO-PF 136-74 | Connection Flange | 0 |  | 0 | pc/s
759 |  |  |  | PRO-PF 134-57 | Connection Piece | 0 |  | 0 | pc/s
760 |  |  |  | PRO-PF 147-11 | Connection Piece | 0 |  | 0 | pc/s
761 |  |  |  | PRO-PF 102-54 | Connection Piece | 0 |  | 0 | pc/s
762 | Local |  |  | PRO-PF 40-15 | Connection Piece | 7 | 0 | 0 | pc/s | PRO-WH-RM1 | PROGEN | Rack 1-B
763 |  |  |  | PRO-PF 96-6 | Connection Piece | 0 |  | 0 | pc/s
764 |  |  |  | PRO-PF 97-46 | Connection Piece | 0 |  | 0 | pc/s
765 |  |  |  | PRO-PF 97-47 | Connection Piece | 0 |  | 0 | pc/s
766 |  |  |  | PRO-PF 134-56 | Connection Piece | 0 |  | 0 | pc/s
767 | Local |  |  | PRO-PF 102-53 | Connection Piece / End Piece | 23 | 0 | 0 | pc/s | PRO-WH-RM1 |  | Rack 4-C
768 |  |  |  | K 46314 | Connection Piece for Control Element Box | 0 |  | 0
769 |  |  |  | K 46328 | Connection Piece for Valve Plate | 0 |  | 0
770 | Local |  |  | PRO-PF 102-67 | Connection Piece, PF 102-67 | 8 | 0 | 0 | pc/s | PRO-WH-RM1 | PROGEN | Drawer 4.3 Side Wall
771 |  |  |  | PRO-PF 97-14 | Connection Piece/Joint, PN 312249601 ( NIIGATA ) | 0 |  | 0 | pc/s
772 |  |  |  | PRO-PF 136-77 | Connection Pipe | 0 |  | 0 | pc/s
773 |  |  |  | PRO-PF 134-634 | Connection Pipe | 0 |  | 0 | pc/s
774 | Local |  |  | PRO-PF 102-68 | Connection Pipe | 17 | 0 | 0 | pc/s | PRO-WH-RM1 | PROGEN | Rack 4-C
775 |  |  |  | PRO-PF 136-78 | Connection Pipe | 0 |  | 0 | pc/s
776 |  |  |  | PRO-PF 125-1A | Connection Pipe | 0 |  | 0 | pc/s
777 |  |  |  | PRO-PF 134-70 | Connection Pipe | 0 |  | 0 | pc/s
778 |  |  |  | PRO-PF 134-440 | Connection Pipe | 0 |  | 0 | pc/s
779 |  |  |  | PRO-PF 125-2A | Connection Pipe | 0 |  | 0 | pc/s
780 | Local |  |  | PRO-PF 30-3 | Connector | 18 | 0 | 0 | pc/s | PRO-WH-RM1 | PROGEN | Rack 3-A
781 |  |  |  | PRO-PF 136-467 | Connector , PN 25136046700 (NKK) | 0 |  | 0 | pc/s
782 | Local |  |  | PRO-PF 73-22 | Connector / Joint, PF 73-22 | 5 | 0 | 0 | pc/s | PRO-WH-RM1 | PROGEN | Drawer 3.1 Side Wall
783 |  |  |  | AUX-PAR_1239 | Contactor, 48V, AL-145 | 0 |  | 0 | pc/s | PRO-WH-RM1 | PROGEN | Aux Rack 6-A
784 |  |  |  | PRO-PF 140-117 | Control Air Pipe | 0 |  | 0 | pc/s
785 |  |  |  | PRO-PF 140-917 | Control Air Pipe | 0 |  | 0 | pc/s
786 |  |  |  | PRO-PF 140-39 | Control Air Pipe | 0 |  | 0 | pc/s
787 |  |  |  | K 46301 | Control Element Box | 0 |  | 0
788 |  |  |  | K 46300 | Control Element Box, Complete | 0 |  | 0
789 | Local |  |  | PRO-PF 30-27 | Control Pinion | 8 | 0 | 0 | pc/s | PRO-WH-RM1 | PROGEN | Rack 3-A
790 | Local |  |  | PRO-PF 30-26 | Control Rack | 23 | 0 | 0 | pc/s | PRO-WH-RM1 | PROGEN | Rack 3-D
791 |  |  |  | K 34121 | Control Ring for Operating Piston | 0 |  | 0
792 |  |  |  | K 34125 | Control Spring for Operating Piston | 0 |  | 0
793 |  |  |  | PRO-PF 103-915 | Control Valve | 0 |  | 0 | pc/s
794 |  |  |  | PRO-PF 103-980 | Control Valve | 0 |  | 0 | pc/s
795 |  |  |  | K 34133 | Cooling Insert for Operating Piston | 0 |  | 0
796 |  |  |  | K 27004 | Cooling Water Guidee for Cylinder Cover | 0 |  | 0
797 | Local |  |  | PRO-PF 142-203 | Cooling Water Inlet & Outlet Pipe | 12 | 0 | 0 | pc/s | PRO-WH-RM1 | PROGEN | Rack 5-C
798 |  |  |  | PRO-PF 142-47 | Cooling Water Inlet Branch Pipe | 0 |  | 0 | pc/s
799 |  |  |  | PRO-PF 142-906 | Cooling Water Inlet Pipe | 0 |  | 0 | pc/s
800 |  |  |  | PRO-PF 130-857 | Cooling Water Inlet Pipe for left Side T/C | 0 |  | 0 | pc/s
801 |  |  |  | PRO-PF 130-957 | Cooling Water Inlet Pipe for left Side T/C | 0 |  | 0 | pc/s
802 |  |  |  | PRO-PF 130-958 | Cooling Water Inlet Pipe for T/C | 0 |  | 0 | pc/s
803 |  |  |  | PRO-PF 142-365 | Cooling Water Outlet Branch pipe | 0 |  | 0 | pc/s
804 |  |  |  | PRO-PF 130-237 | Cooling Water Outlet Pipe (left) | 0 |  | 0 | pc/s
805 |  |  |  | PRO-PF 130-337 | Cooling Water Outlet Pipe (left) | 0 |  | 0 | pc/s
806 |  |  |  | PRO-PF 130-440 | Cooling Water Outlet Pipe (right) | 0 |  | 0 | pc/s
807 |  |  |  | PRO-PF 142-440 | Cooling Water Outlet Pipe (10V) | 0 |  | 0 | pc/s
808 |  |  |  | PRO-PF 142-450 | Cooling Water Outlet Pipe (10V) | 0 |  | 0 | pc/s
809 |  |  |  | PRO-PF 142-540 | Cooling Water Outlet Pipe (12V) | 0 |  | 0 | pc/s
810 |  |  |  | PRO-PF 142-550 | Cooling Water Outlet Pipe (12V) | 0 |  | 0 | pc/s
811 |  |  |  | PRO-PF 142-350 | Cooling Water Outlet Pipe (8) | 0 |  | 0 | pc/s
812 |  |  |  | PRO-PF 142-340 | Cooling Water Outlet Pipe (8V) | 0 |  | 0 | pc/s
813 |  |  |  | PRO-PF 130-933 | Cooling Water Outlet Pipe (right) | 0 |  | 0 | pc/s
814 | Local |  |  | PRO-PF 130-1A | Cooling Water Pipe | 14 | 0 | 0 | pc/s | PRO-WH-RM1 | PROGEN | Rack 3-E
815 |  |  |  | PRO-PF 130-11A | Cooling Water Pipe | 0 |  | 0 | pc/s
816 |  |  |  | PRO-PF 130-7A | Cooling Water Pipe | 0 |  | 0 | pc/s
817 |  |  |  | PRO-PF 130-136A | Cooling Water Pipe | 0 |  | 0 | pc/s
818 |  |  |  | PRO-PF 130-3A | Cooling Water Pipe | 0 |  | 0 | pc/s
819 |  |  |  | PRO-PF 130-8A | Cooling Water Pipe | 0 |  | 0 | pc/s
820 |  |  |  | PRO-PF 130-201A | Cooling Water Pipe | 0 |  | 0 | pc/s
821 |  |  |  | PRO-PF 130-4A | Cooling Water Pipe | 0 |  | 0 | pc/s
822 |  |  |  | PRO-PF 130-9B | Cooling Water Pipe | 0 |  | 0 | pc/s
823 |  |  |  | PRO-PF 130-5 | Cooling Water Pipe | 0 |  | 0 | pc/s
824 |  |  |  | PRO-PF 130-6A | Cooling Water Pipe | 0 |  | 0 | pc/s
825 |  |  |  | PRO-PF 130-10A | Cooling Water Pipe | 0 |  | 0 | pc/s
826 |  |  |  | PRO-PF 130-2A | Cooling Water Pipe | 0 |  | 0 | pc/s
827 |  |  |  | PRO-PF 142-715 | Cooling Water Pipe (10V) | 0 |  | 0 | pc/s
828 |  |  |  | PRO-PF 142-735 | Cooling Water Pipe (10V) | 0 |  | 0 | pc/s
829 |  |  |  | PRO-PF 142-215 | Cooling Water Pipe (12V) | 0 |  | 0 | pc/s
830 |  |  |  | PRO-PF 142-235 | Cooling Water Pipe (12V) | 0 |  | 0 | pc/s
831 |  |  |  | PRO-PF 142-635 | Cooling Water Pipe (8) | 0 |  | 0 | pc/s
832 |  |  |  | PRO-PF 142-615 | Cooling Water Pipe (8V) | 0 |  | 0 | pc/s
833 |  |  |  | K 73002 | Cooling Water Pump Casing, Complete | 0 |  | 0
834 |  |  |  | K 73000 | Cooling Water Pump, Complete | 0 |  | 0
835 |  |  |  | PRO-PF 125-55 | Copper Gasket | 0 |  | 0 | pc/s
836 |  |  |  | PRO-PF 103-29 | Copper Gasket | 0 |  | 0 | pc/s
837 |  |  |  | AUX-PAR_1221 | Copper Gasket, 190mm x 148mm x 1mm | 0 |  | 0 | pc/s | PRO-WH-RM1 | PROGEN | Aux Rack 6-A
838 |  |  |  | PRO-PF 134-194B | Copper Joint | 0 |  | 0 | pc/s
839 |  |  |  | PRO-PF 134-187 | Copper Joint | 0 |  | 0 | pc/s
840 |  |  |  | PRO-PF 134-189 | Copper Joint | 0 |  | 0 | pc/s
841 |  |  |  | PRO-PF 134-905 | Copper Packing | 0 |  | 0 | pc/s
842 |  |  |  | PRO-PF 10-22 | Copper Packing | 0 |  | 0 | pc/s
843 |  |  |  | PRO-PF 73-53 | Copper Packing | 0 |  | 0 | pc/s
844 |  |  |  | PRO-PF 134-190 | Copper Packing | 0 |  | 0 | pc/s
845 |  |  |  | PRO-PF 10-24 | Copper Packing | 0 |  | 0 | pc/s
846 |  |  |  | PRO-PF 125-321 | Copper Packing | 0 |  | 0 | pc/s
847 |  |  |  | PRO-PF 135-624 | Copper Packing | 0 |  | 0 | pc/s
848 |  |  |  | PRO-PF 70-13 | Copper Packing | 0 |  | 0 | pc/s
849 |  |  |  | PRO-PF 136-994 | Copper Packing | 0 |  | 0 | pc/s
850 |  |  |  | PRO-PF 134-191 | Copper Packing | 0 |  | 0 | pc/s
851 |  |  |  | PRO-PF 142-77 | Copper Packing | 0 |  | 0 | pc/s
852 |  |  |  | PRO-PF 75-234 | Copper Packing | 0 |  | 0 | pc/s
853 |  |  |  | PRO-PF 18-20 | Copper Packing | 0 |  | 0 | pc/s
854 |  |  |  | PRO-PF 103-7B | Copper Packing | 0 |  | 0 | pc/s
855 |  |  |  | PRO-PF 136-510 | Copper Packing | 0 |  | 0 | pc/s
856 |  |  |  | PRO-PF 50-917 | Copper Packing | 0 |  | 0 | pc/s
857 |  |  |  | PRO-PF 134-192 | Copper Packing | 0 |  | 0 | pc/s
858 |  |  |  | PRO-PF 135-79 | Copper Packing | 0 |  | 0 | pc/s
859 |  |  |  | PRO-PF 142-78 | Copper Packing | 0 |  | 0 | pc/s
860 |  |  |  | PRO-PF 140-51 | Copper Packing | 0 |  | 0 | pc/s
861 |  |  |  | PRO-PF 72-75 | Copper Packing | 0 |  | 0 | pc/s
862 |  |  |  | PRO-PF 128-125 | Copper Packing | 0 |  | 0 | pc/s
863 |  |  |  | PRO-PF 101-121 | Copper Packing | 0 |  | 0 | pc/s
864 |  |  |  | PRO-PF 50-918 | Copper Packing | 0 |  | 0 | pc/s
865 |  |  |  | PRO-PF 140-35 | Copper Packing | 0 |  | 0 | pc/s
866 |  |  |  | PRO-PF 134-193 | Copper Packing | 0 |  | 0 | pc/s
867 |  |  |  | PRO-PF 140-52 | Copper Packing | 0 |  | 0 | pc/s
868 |  |  |  | PRO-PF 72-76 | Copper Packing | 0 |  | 0 | pc/s
869 |  |  |  | PRO-PF 128-126 | Copper Packing | 0 |  | 0 | pc/s
870 |  |  |  | PRO-PF 30-30 | Copper Packing | 0 |  | 0 | pc/s
871 |  |  |  | PRO-PF 50-116 | Copper Packing | 0 |  | 0 | pc/s
872 |  |  |  | PRO-PF 50-920 | Copper Packing | 0 |  | 0 | pc/s
873 |  |  |  | PRO-PF 80-7 | Copper Packing | 0 |  | 0 | pc/s
874 |  |  |  | PRO-PF 130-924 | Copper Packing | 0 |  | 0 | pc/s
875 |  |  |  | PRO-PF 140-53A | Copper Packing | 0 |  | 0 | pc/s
876 |  |  |  | PRO-PF 75-11A | Copper Packing | 0 |  | 0 | pc/s
877 |  |  |  | PRO-PF 103-48 | Copper Packing | 0 |  | 0 | pc/s
878 |  |  |  | PRO-PF 60-32 | Copper Packing | 0 |  | 0 | pc/s
879 |  |  |  | PRO-PF 25-122 | Copper Packing | 0 |  | 0 | pc/s
880 |  |  |  | PRO-PF 142-21 | Copper Packing | 0 |  | 0 | pc/s
881 |  |  |  | PRO-PF 130-86 | Copper Packing | 0 |  | 0 | pc/s
882 |  |  |  | PRO-PF 18-12 | Copper Packing | 0 |  | 0 | pc/s
883 |  |  |  | PRO-PF 140-54A | Copper Packing | 0 |  | 0 | pc/s
884 |  |  |  | PRO-PF 215-27 | Copper Packing | 0 |  | 0 | pc/s
885 |  |  |  | PRO-PF 97-93 | Copper Packing | 0 |  | 0 | pc/s
886 |  |  |  | PRO-PF 130-906 | Copper Packing | 0 |  | 0 | pc/s
887 |  |  |  | PRO-PF 70-21 | Copper Packing | 0 |  | 0 | pc/s
888 |  |  |  | PRO-PF 18-13 | Copper Packing | 0 |  | 0 | pc/s
889 |  |  |  | PRO-PF 50-457 | Copper Packing | 0 |  | 0 | pc/s
890 |  |  |  | PRO-PF 100-811 | Copper Packing | 0 |  | 0 | pc/s
891 |  |  |  | PRO-PF 140-55 | Copper Packing | 0 |  | 0 | pc/s
892 |  |  |  | PRO-PF 136-894 | Copper Packing | 0 |  | 0 | pc/s
893 |  |  |  | PRO-PF 125-921 | Copper Packing | 0 |  | 0 | pc/s
894 |  |  |  | PRO-PF 134-188 | Copper Packing | 0 |  | 0 | pc/s
895 |  |  |  | PRO-PF 130-806 | Copper Packing | 0 |  | 0 | pc/s
896 |  |  |  | PRO-PF 142-28 | Copper Packing | 0 |  | 0 | pc/s
897 |  |  |  | PRO-PF 75-212-6 | Copper Packing | 0 |  | 0 | pc/s
898 |  |  |  | PRO-PF 50-458 | Copper Packing | 0 |  | 0 | pc/s
899 |  |  |  | PRO-PF 75-8A | Copper Packing | 0 |  | 0 | pc/s
900 |  |  |  | PRO-PF 1-21 | Copper Packing | 0 |  | 0 | pc/s
901 |  |  |  | PRO-PF 136-94A | Copper Packing | 0 |  | 0 | pc/s
902 |  |  |  | PRO-PF 80-00 | Copper Packing | 0 |  | 0 | pc/s
903 |  |  |  | PRO-PF 136-229 | Copper Packing 20 x 14.5 x 1mmT | 0 |  | 0 | pc/s
904 |  |  |  | PRO-PF 30-23 | Copper Packing, 12.7 x 8.3 x 1mm | 0 |  | 0 | pc/s
905 |  |  |  | PRO-PF 128-25 | Copper Packing, 18 x 22 x 1.5mm | 0 |  | 0 | pc/s
906 |  |  |  | PRO-PF 20-344 | Copper Packing, 20.25mm x 14mm x 1mmT | 0 |  | 0 | pc/s
907 |  |  |  | PRO-PF 125-283 | Copper Packing, 24mm dia x 18.25mm dia x 1mmT | 0 |  | 0 | pc/s
908 |  |  |  | PRO-PF 103-117 | Copper Packing, 24mm x 18.3mm x 1mmT | 0 |  | 0 | pc/s
909 |  |  |  | PRO-PF 59-31A | Copper Packing, 24mmx18.3mmdiax1mmT | 0 |  | 0 | pc/s
910 |  |  |  | PRO-PF 19-11 | Copper Packing, 28.5mm x 36mm x 2mm | 0 |  | 0 | pc/s
911 |  |  |  | PRO-PF 19-14 | Copper Packing, 30.5mm x 20.5mm x 1mm | 0 |  | 0 | pc/s
912 |  |  |  | PRO-PF 17-113 | Copper Packing, 38 mm x 30.5 mm x 2 mmT | 0 |  | 0 | pc/s
913 |  |  |  | PRO-PF 20-341 | Copper Packing, 8.4 x 4.65 x 1mmT | 0 |  | 0 | pc/s
914 |  |  |  | PRO-PF 10-51 | Copper Packing, PF 10-51 | 0 |  | 0 | pc/s
915 | Local |  |  | PRO-PF 60-14 | Copper Packing, PF 60-14 | 45 | 0 | 0 | pc/s | PRO-WH-RM1 | PROGEN | Drawer 3.4 Side Wall
916 | Local |  |  | PRO-PF 65-12 | Copper Packing, PF 65-12 | 5 | 0 | 0 | pc/s | PRO-WH-RM1 | PROGEN | Drawer 1.5 Side Wall
917 |  |  |  | PRO-PF 71-24 | Copper Packing, PF 71-24 | 0 |  | 0 | pc/s
918 |  |  |  | PRO-PF 52-54 | Copper Packing/Copper Joint | 0 |  | 0 | pc/s
919 |  |  |  | PRO-PF 40-12 | Copper Ring | 0 |  | 0 | pc/s
920 |  |  |  | PRO-PF 42-10 | Copper Ring | 0 |  | 0 | pc/s
921 |  |  |  | K 46367 | Copper Tube for Control Element Box | 0 |  | 0
922 |  |  |  | K 46363 | Copper Tube for Control Element Box | 0 |  | 0
923 |  |  |  | K 46364 | Copper Tube for Control Element Box | 0 |  | 0
924 |  |  |  | K 46365 | Copper Tube for Control Element Box | 0 |  | 0
925 |  |  |  | K 46366 | Copper Tube for Control Element Box | 0 |  | 0
926 |  |  |  | PRO-PF 130-48 | Copper Washer | 0 |  | 0 | pc/s
927 |  |  |  | PRO-PF 54-51 | Copper Washer | 0 |  | 0 | pc/s
928 |  |  |  | K 66165 SEM | Copper Washer | 0 |  | 0
929 |  |  |  | PRO-PF 92-17 | Copper Washer | 0 |  | 0 | pc/s
930 |  |  |  | PRO-PF 103-118 | Copper Washer | 0 |  | 0 | pc/s
931 |  |  |  | PRO-PF 100-368 | Copper Washer | 0 |  | 0 | pc/s
932 |  |  |  | PRO-PF 136-164 | Copper Washer, 20mm x 14.5mm x 1mmT | 0 |  | 0 | pc/s
933 |  |  |  | PRO-PF 71-22 | Copper Washer/Copper Packing | 0 |  | 0 | pc/s
934 |  |  |  | K 43579 | Copper Washer/Packing 1 x 18mm | 0 |  | 0
935 |  |  |  | K 43577 | Copper Washer/Packing 1.3 x 22mm | 0 |  | 0
936 |  |  |  | PRO-PF 60-34 | Copper/Ring Packing | 0 |  | 0 | pc/s
937 |  |  |  | PRO-PF 96-12 | Cotter Pin | 0 |  | 0 | pc/s
938 | Local |  |  | PRO-PF 641-9 | Cotter Pin | 5 | 0 | 0 | pc/s | PRO-WH-RM1 | PROGEN | Drawer 5.1 Side Wall
939 | Local |  |  | PRO-PF 641-8 | Cotter Pin | 62 | 0 | 0 | pc/s | PRO-WH-RM1 | PROGEN | Drawer 5.2 Side Wall
940 |  |  |  | ENG-PIE_1114 | Cotter Pin 5x125mm | 0 |  | 0 | pc/s | PRO-WH-RM1 | PROGEN | Drawer 5.1 Side Wall
941 | Local |  |  | PRO-PF 641-6 | Cotter Pin, Size : 9mm x 160mm | 17 | 0 | 0 | pc/s | PRO-WH-RM1 | PROGEN | Drawer 5.1 Side Wall
942 |  |  |  | K 73026 | Counter Ring for Cooling Water Pump | 0 |  | 0
943 |  |  |  | K 31020 | Counterweight for Crankshaft | 0 |  | 0
944 |  |  |  | K 45033 | Coupling for Governing Linkage | 0 |  | 0
945 |  |  |  | K 72122 | Coupling for Orbit Motor K 72104 | 0 |  | 0
946 |  |  |  | K 72120 | Coupling Halves for Geared Pump | 0 |  | 0
947 |  |  |  | ENG-PIE_1047 | Coupling Nut | 0 |  | 0 | pc/s
948 |  |  |  | AUX-PAR_1228 | Coupling Nut, AL-93C | 0 |  | 0 | pc/s | PRO-WH-RM1 | PROGEN | Aux Rack 6-A
949 |  |  |  | K 72103 | Coupling piece for cylinder lubricating pump K 72101 | 0 |  | 0
950 |  |  |  | AUX-PAR_1275 | Coupling Rubber Damper, 13mm x 21mm x 16mm | 0 |  | 0 | pc/s | PRO-WH-RM1 | PROGEN | Rack 4-D
951 | Local |  |  | PF Generator | Coupling Stud Bolt | 15 | 0 | 0 | pc/s | PRO-WH-RM1 | PROGEN | Rack 1-D
952 |  |  |  | AUX-PAR_1126 | Coupling With Cover, PPE/24C | 0 |  | 0 | pc/s | PRO-WH-RM1 | PROGEN | Aux Rack 2-B
953 |  |  |  | PRO-PF 72-501 | Cover | 0 |  | 0 | pc/s
954 |  |  |  | PRO-PF 103-906 | Cover | 0 |  | 0 | pc/s
955 |  |  |  | PRO-PF 72-23 | Cover | 0 |  | 0 | pc/s
956 |  |  |  | PRO-PF 96-203 | Cover | 0 |  | 0 | pc/s
957 |  |  |  | PRO-PF 72-28 | Cover | 0 |  | 0 | pc/s
958 |  |  |  | PRO-PF 22-105 | Cover | 0 |  | 0 | pc/s
959 |  |  |  | PRO-PF 100-459 | Cover | 0 |  | 0 | pc/s
960 |  |  |  | PRO-PF 59-21A | Cover | 0 |  | 0 | pc/s
961 |  |  |  | PRO-PF 125-902 | Cover | 0 |  | 0 | pc/s
962 |  |  |  | PRO-PF 10-146 | Cover | 0 |  | 0 | pc/s
963 |  |  |  | PRO-PF 136-51 | Cover | 0 |  | 0 | pc/s
964 |  |  |  | PRO-PF 72-51 | Cover | 0 |  | 0 | pc/s
965 |  |  |  | PRO-PF 18-8 | Cover | 0 |  | 0 | pc/s
966 |  |  |  | PRO-PF 129-17 | Cover | 0 |  | 0 | pc/s
967 |  |  |  | PRO-PF 101-212 | Cover | 0 |  | 0 | pc/s
968 |  |  |  | PRO-PF 75-55 | Cover | 0 |  | 0 | pc/s
969 |  |  |  | PRO-PF 50-304 | Cover | 0 |  | 0 | pc/s
970 |  |  |  | PRO-PF 97-381 | Cover | 0 |  | 0 | pc/s
971 | Local |  |  | PRO-PF 73-5 | Cover | 1 | 0 | 0 | pc/s | PRO-WH-RM1 | PROGEN | Rack 5-B
972 |  |  |  | PRO-PF 128-131 | Cover | 0 |  | 0 | pc/s
973 |  |  |  | PRO-PF 103-110A | Cover | 0 |  | 0 | pc/s
974 |  |  |  | PRO-PF 140-82 | Cover | 0 |  | 0 | pc/s
975 |  |  |  | PRO-PF 30-35 | Cover | 0 |  | 0 | pc/s
976 |  |  |  | PRO-PF 10-102 | Cover | 0 |  | 0 | pc/s
977 |  |  |  | PRO-PF 103-4A | Cover | 0 |  | 0 | pc/s
978 |  |  |  | PRO-PF 128-132 | Cover | 0 |  | 0 | pc/s
979 |  |  |  | PRO-PF 96-407 | Cover | 0 |  | 0 | pc/s
980 |  |  |  | PRO-PF 25-50 | Cover | 0 |  | 0 | pc/s
981 |  |  |  | PRO-PF 54-107 | Cover | 0 |  | 0 | pc/s
982 |  |  |  | PRO-PF 73-36 | Cover | 0 |  | 0 | pc/s
983 |  |  |  | PRO-PF 60-12 | Cover | 0 |  | 0 | pc/s
984 |  |  |  | PRO-PF 42-7 | Cover | 0 |  | 0 | pc/s
985 |  |  |  | PRO-PF 57-10 | Cover | 0 |  | 0 | pc/s
986 |  |  |  | PRO-PF 128-133 | Cover | 0 |  | 0 | pc/s
987 |  |  |  | PRO-PF 103-111A | Cover | 0 |  | 0 | pc/s
988 |  |  |  | PRO-PF 129-8 | Cover | 0 |  | 0 | pc/s
989 |  |  |  | PRO-PF 72-85 | Cover | 0 |  | 0 | pc/s
990 |  |  |  | PRO-PF 60-222 | Cover | 0 |  | 0 | pc/s
991 |  |  |  | PRO-PF 128-134 | Cover | 0 |  | 0 | pc/s
992 |  |  |  | PRO-PF 75-31 | Cover | 0 |  | 0 | pc/s
993 |  |  |  | PRO-PF 103-303 | Cover | 0 |  | 0 | pc/s
994 |  |  |  | PRO-PF 215-6 | Cover | 0 |  | 0 | pc/s
995 |  |  |  | PRO-PF 50-486 | Cover | 0 |  | 0 | pc/s
996 |  |  |  | PRO-PF 10-112 | Cover | 0 |  | 0 | pc/s
997 |  |  |  | PRO-PF 125-46 | Cover | 0 |  | 0 | pc/s
998 |  |  |  | PRO-PF 128-38A | Cover | 0 |  | 0 | pc/s
999 |  |  |  | PRO-PF 135-946 | Cover | 0 |  | 0 | pc/s
1000 |  |  |  | PRO-PF 72-401 | Cover | 0 |  | 0 | pc/s
1001 |  |  |  | PRO-PF 75-217 | Cover | 0 |  | 0 | pc/s
1002 |  |  |  | VTR-67000 | Cover ring 30425/6700 | 0 |  | 0 | pc/s
1003 |  |  |  | PRO-PF 100-603 | Cover (left) | 0 |  | 0 | pc/s
1004 |  |  |  | PRO-PF 100-802 | Cover (left) | 0 |  | 0 | pc/s
1005 |  |  |  | PRO-PF 100-903 | Cover (left) | 0 |  | 0 | pc/s
1006 |  |  |  | PRO-PF 100-904 | Cover (right) | 0 |  | 0 | pc/s
1007 |  |  |  | PRO-PF 100-604 | Cover (right) | 0 |  | 0 | pc/s
1008 |  |  |  | PRO-PF 100-801 | Cover (right) | 0 |  | 0 | pc/s
1009 |  |  |  | K 67011 | Cover for Air Receiver | 0 |  | 0
1010 |  |  |  | K 27007 | Cover for Bearing Casing K 28000 | 0 |  | 0
1011 |  |  |  | K 41142 | Cover for Camshaft Drive | 0 |  | 0
1012 |  |  |  | K 41143 | Cover for Camshaft Drive | 0 |  | 0
1013 |  |  |  | K 46310 | Cover for Control Element Box | 0 |  | 0
1014 |  |  |  | K 73018 | Cover for Cooling Water Pump | 0 |  | 0
1015 |  |  |  | K 16505 | Cover for Cover K 16501 | 0 |  | 0
1016 |  |  |  | K 21117 | Cover for Cylinder Block | 0 |  | 0
1017 |  |  |  | K 21119 | Cover for Cylinder Block | 0 |  | 0
1018 |  |  |  | K 46161 | Cover for Cylinder K 46159 | 0 |  | 0
1019 |  |  |  | K 16501 | Cover for Damper End | 0 |  | 0
1020 |  |  |  | K 16500 | Cover for Damper End, Complete | 0 |  | 0
1021 |  |  |  | K 47006 | Cover for Double Control Valve | 0 |  | 0
1022 |  |  |  | SZR-04/B | Cover for Driving Space-monitoring device, Complete | 0 |  | 0
1023 |  |  |  | K 93102 | Cover for Driving Space-monitoring device, Complete | 0 |  | 0
1024 |  |  |  | K 16110 | Cover for Engine Frame | 0 |  | 0
1025 |  |  |  | K 16114 | Cover for Engine Frame (Non-Reversible Engine) | 0 |  | 0
1026 |  |  |  | K 16290 | Cover for Front Casing K 16281 | 0 |  | 0
1027 |  |  |  | K 74118 | Cover for Fuel Transfer Pump | 0 |  | 0
1028 |  |  |  | K 51138 | Cover for Governor Drive | 0 |  | 0
1029 |  |  |  | K 32361 | Cover for Housing K 32301 | 0 |  | 0
1030 |  |  |  | K 32364 | Cover for Housing K 32301 | 0 |  | 0
1031 |  |  |  | K 32367 | Cover for Housing K 32301 | 0 |  | 0
1032 |  |  |  | K 32358 | Cover for Housing K 32301 | 0 |  | 0
1033 |  |  |  | K 46140 | Cover for Housing K 46101 | 0 |  | 0
1034 |  |  |  | K 46178 | Cover for Housing K 46101 | 0 |  | 0
1035 |  |  |  | K 46210 | Cover for Housing K 46101 | 0 |  | 0
1036 |  |  |  | K 92140 | Cover for Instrument Panel | 0 |  | 0
1037 |  |  |  | K 92108 | Cover for Instrument Panel | 0 |  | 0
1038 |  |  |  | K 71039 | Cover for Oil Pump | 0 |  | 0
1039 |  |  |  | K 73118 | Cover for Raw Water Pump, Fresh-water Resistant | 0 |  | 0
1040 |  |  |  | K 73119 | Cover for Raw Water Pump, Sea-water Resistant | 0 |  | 0
1041 |  |  |  | K 49723 | Cover for Remote Load Indicator | 0 |  | 0
1042 |  |  |  | K 49746 | Cover for Remote Load Indicator | 0 |  | 0
1043 |  |  |  | K 46182 | Cover for Spring Guide K 46152 | 0 |  | 0
1044 |  |  |  | _1023 | Cover for Stud Bolt | 0 |  | 0
1045 |  |  |  | VTR-401-PN-23001 | Cover Plate | 0 |  | 0 | pc/s
1046 |  |  |  | PRO-PF 97-1D | Cover Plate for 12, 14, 16, 18V | 0 |  | 0 | pc/s
1047 |  |  |  | PRO-PF 97-8C | Cover Plate for 12, 14, 16, 18V | 0 |  | 0 | pc/s
1048 |  |  |  | PRO-PF 97-10D | Cover Plate for 12, 16, 18V | 0 |  | 0 | pc/s
1049 |  |  |  | PRO-PF 97-3C | Cover Plate for 12,16, 18V | 0 |  | 0 | pc/s
1050 |  |  |  | PRO-PF 97-12B | Cover Plate for 12-14V | 0 |  | 0 | pc/s
1051 |  |  |  | PRO-PF 97-7B | Cover Plate for 12-14V | 0 |  | 0 | pc/s
1052 |  |  |  | PRO-PF 97-1B | Cover Plate for 12-14V | 0 |  | 0 | pc/s
1053 |  |  |  | PRO-PF 97-7C | Cover Plate for 12-14V | 0 |  | 0 | pc/s
1054 |  |  |  | PRO-PF 97-3A | Cover Plate for 12-14V | 0 |  | 0 | pc/s
1055 |  |  |  | PRO-PF 97-10B | Cover Plate for 12-14V | 0 |  | 0 | pc/s
1056 |  |  |  | PRO-PF 97-4B | Cover Plate for 12-14V | 0 |  | 0 | pc/s
1057 |  |  |  | PRO-PF 97-4D | Cover Plate for 14, 16V | 0 |  | 0 | pc/s
1058 |  |  |  | PRO-PF 97-12C | Cover Plate for 14V | 0 |  | 0 | pc/s
1059 |  |  |  | PRO-PF 97-4C | Cover Plate for 16-18V | 0 |  | 0 | pc/s
1060 |  |  |  | PRO-PF 97-1C | Cover Plate for 16-18V | 0 |  | 0 | pc/s
1061 |  |  |  | PRO-PF 97-8B | Cover Plate for 16-18V | 0 |  | 0 | pc/s
1062 |  |  |  | PRO-PF 97-3B | Cover Plate for 16-18V | 0 |  | 0 | pc/s
1063 |  |  |  | PRO-PF 97-10C | Cover Plate for 16-18V | 0 |  | 0 | pc/s
1064 |  |  |  | PRO-PF 97-1A | Cover Plate for 8-10V | 0 |  | 0 | pc/s
1065 |  |  |  | PRO-PF 97-8A | Cover Plate for 8-10V | 0 |  | 0 | pc/s
1066 |  |  |  | PRO-PF 97-4A | Cover Plate for 8-10V | 0 |  | 0 | pc/s
1067 |  |  |  | PRO-PF 97-12A | Cover Plate for 8-10V | 0 |  | 0 | pc/s
1068 |  |  |  | K 67007 | Cover Plate for Air Receiver | 0 |  | 0
1069 |  |  |  | AUX-PAR_1259 | Cover, Motor Side Bearing Case, SJ6-H13, SJ-6015006 | 0 |  | 0 | pc/s | PRO-WH-RM1 | PROGEN | Rack 3-D
1070 |  |  |  | AUX-PAR_1256 | Cover, PN 7501500, AL-77 | 0 |  | 0 | pc/s | PRO-WH-RM1 | PROGEN | Aux Rack 6-B
1071 |  |  |  | K 92106 | Covering Plate for Instrument Panel | 0 |  | 0
1072 | Manila |  |  | CON-CHE_1007 | Crack Detector Detector, Developer, Spotcheck, SKD-SD | 3 | 750.4 | 0 | can/s
1073 | Manila |  |  | CON-CHE_1006 | Crack Detector, Cleaner, Spotcheck, SKC-S Aerosol | 8 | 609.28 | 0 | can/s
1074 | Manila |  |  | CON-CHE_1008 | Crack Detector, Penetrant, Spotcheck, SKL-SP2 | 2 | 750.4 | 0 | can/s
1075 |  |  |  | PRO-PF 130-917 | Cramp | 0 |  | 0 | pc/s
1076 | Local |  |  | PRO-PF 35-201 | Crank Case Door | 1 | 0 | 0 | pc/s | PRO-WH-RM1 | PROGEN | Rack beside Valve Rack 1
1077 |  |  |  | PRO-PF 35-101 | Crank Case Door/Inspection Door (without Relief Valve) | 0 |  | 0 | pc/s
1078 | Local |  |  | PRO-PF 35-201/116 | Crank Case Door/Relief Valve | 5 | 0 | 0 | pc/s | PRO-WH-RM1 | PROGEN | Rack beside Valve Rack 1
1079 |  |  |  | PRO-PF 80-301 | Crank Shaft | 0 |  | 0 | pc/s
1080 |  |  |  | PRO-PF 80-301 | Crank Shaft (Crankpin Journal) | 0 |  | 0 | lot
1081 |  |  |  | PRO-PF 80-301 | Crank Shaft (Main Journal) | 0 |  | 0 | lot
1082 |  |  |  | PRO-PF 52-2 | Crank Shaft Gear | 0 |  | 0 | pc/s
1083 |  |  |  | K 11001 | Crankcase | 0 |  | 0
1084 |  |  |  | ENG-PIE_1079 | Crankcase Vent | 0 |  | 0 | pc/s
1085 |  |  |  | K 16020 | Crankcase Vent, Complete | 0 |  | 0
1086 |  |  |  | ENG-PIE_1046 | Crankshaft | 0 |  | 0 | pc/s
1087 |  |  |  | K 31001 | Crankshaft | 0 |  | 0
1088 |  |  |  | ENG-PIE_1059 | Crankshaft Bull Gear | 0 |  | 0 | lot
1089 |  |  |  | ENG-PIE_1060 | Crankshaft Idling Gear L/R Hand | 0 |  | 0 | lot
1090 |  |  |  | K 31000 | Crankshaft, Complete | 0 |  | 0
1091 |  |  |  | PRO-PF 50-407 | Crosshead | 0 |  | 0 | pc/s
1092 |  |  |  | PRO-PF 50-401 | Crosshead Guide | 0 |  | 0 | pc/s
1093 |  |  |  | PRO-PF 50-471 | Crosshead Pin | 0 |  | 0 | pc/s
1094 |  |  |  | PRO-PF 65-305 | Crosspiece | 0 |  | 0 | pc/s
1095 |  |  |  | K 11115 | Crosstie Rod for Engine Frame | 0 |  | 0
1096 |  |  |  | PRO-PF 50-15 | Cup Packing | 0 |  | 0 | pc/s
1097 |  |  |  | PRO-PF 18-17 | Cup Packing | 0 |  | 0 | pc/s
1098 |  |  |  | PRO-PF 19-16 | Cutted Ring | 0 |  | 0 | pc/s
1099 | Local |  |  | CON-OFF_1013 | Cutter Blade Refill ( 1 box=10 pcs) | 0 | 25 | 0 | box/s
1100 |  |  |  | K 73127 | CYCLAM Mechanical Seal for Raw Water Pump | 0 |  | 0
1101 |  |  |  | K 73126 | CYCLAM Spacer Ring for Raw Water Pump | 0 |  | 0
1102 |  |  |  | K 46132 | Cyl. Pin for Drive Wheel K 46131 | 0 |  | 0
1103 |  |  |  | K 45034 | Cyl. Pin for Lever K 45027 | 0 |  | 0
1104 |  |  |  | PRO-PF 50-402 | Cylinder | 0 |  | 0 | pc/s
1105 |  |  |  | PRO-PF 103-1A | Cylinder | 0 |  | 0 | pc/s
1106 |  |  |  | PRO-PF 50-438 | Cylinder | 0 |  | 0 | pc/s
1107 |  |  |  | PRO-PF 103-901 | Cylinder | 0 |  | 0 | pc/s
1108 |  |  |  | PRO-PF 50-6 | Cylinder | 0 |  | 0 | pc/s
1109 | Local |  |  | PRO-PF 1-8B | Cylinder (Jack Body) Pulled Out | 4 | 0 | 0 | pc/s | PRO-WH-RM1 | PROGEN | Side Wall Rack
1110 | Local |  |  | PRO-PF 1-8 | Cylinder (Jack Body), Pf 1-8 (New) | 1 | 0 | 0 | pc/s | PRO-WH-RM1 | PROGEN | Rack 2-B
1111 |  |  |  | K 21101 | Cylinder Block | 0 |  | 0
1112 |  |  |  | K 27101 | Cylinder Cover | 0 |  | 0
1113 |  |  |  | K 27100 | Cylinder Cover, Complete with Insert Bush K 27107, Valve Seat K27108 with O-ring K 27122 and Valve Guide K 27112 with O-ring K-27113 | 0 |  | 0
1114 |  |  |  | PRO-PF 128-7A | Cylinder Drain Pipe (leftt) | 0 |  | 0 | pc/s
1115 |  |  |  | PRO-PF 128-6A | Cylinder Drain Pipe (right) | 0 |  | 0 | pc/s
1116 |  |  |  | K 46159 | Cylinder for Overspeed Trip | 0 |  | 0
1117 |  |  |  | K 43131 | Cylinder for Starting-Air Sleeve Valve | 0 |  | 0
1118 |  |  |  | K 43512 | Cylinder for Starting-air Stop Valve | 0 |  | 0
1119 |  |  |  | PRO-PF 10-1 | Cylinder Head | 0 |  | 0 | pc/s
1120 |  |  |  | ENG-PIE_1039 | Cylinder Head - Bare for Build and Machine (JV# 00-07-47) | 0 |  | 0 | pc/s
1121 |  |  |  | PRO-PF10-Assy. | Cylinder Head Assembly, (Complete) | 0 |  | 0 | assy/s
1122 |  |  |  | K 27000 | Cylinder Head Complete, PN3446270368 | 0 |  | 0
1123 | Local |  |  | PRO-PF 8-4 | Cylinder Head Nut, PF 8-4 | 194 | 0 | 0 | pc/s | PRO-WH-RM1 | PROGEN | Rack 2-D
1124 |  |  |  | ENG-PIE_1043 | Cylinder Jacket | 0 |  | 0 | pc/s
1125 |  |  |  | K 21401 | Cylinder Liner | 0 |  | 0
1126 |  |  |  | PRO-PF 8-1 | Cylinder Liner | 0 |  | 0 | pc/s
1127 |  |  |  | K 72101 | Cylinder Lubricating Pump | 0 |  | 0
1128 |  |  |  | K 47217 | Cylinder Pin for Emergency Operating Arrangement | 0 |  | 0
1129 |  |  |  | K 34108 | Cylinder Pin for K 34104 | 0 |  | 0
1130 |  |  |  | K 34117 | Cylinder Pin for K 34110 | 0 |  | 0
1131 |  |  |  | K 27202 | Cylinder Pin for Nozzle Holder | 0 |  | 0
1132 |  |  |  | K 27256 | Cylinder Pin for Valve Housing K 27255 | 0 |  | 0
1133 |  |  |  | ENG-PIE_1045 | Cylinder Stud Bolt | 0 |  | 0 | pc/s
1134 |  |  |  | K 21400 | Cylinder with Insulating Tube, PN 3446230125 | 0 |  | 0
1135 |  |  |  | PRO-PF 25-71 | Deflector | 0 |  | 0 | pc/s
1136 |  |  |  | PRO-PF 136-41 | Deflector | 0 |  | 0 | pc/s
1137 |  |  |  | PRO-PF 130-10B | Degassing Tank | 0 |  | 0 | pc/s
1138 | Local |  |  | PRO-PF 30-5 | Delivery Valve Piece | 51 | 0 | 0 | pc/s | PRO-WH-RM1 | PROGEN | Rack 5-D
1139 | Local |  |  | PRO-PF 30-9 | Delivery Valve Spring, PF 30-9 | 212 | 0 | 0 | pc/s | PRO-WH-RM1 | PROGEN | Drawer 2.4 Side Wall
1140 | Local |  |  | PRO-PF 30-8 | Delivery Valve, PF 30-8 | 57 | 0 | 0 | pc/s | PRO-WH-RM1 | PROGEN | Drawer 2.3 Side Wall
1141 |  |  |  | PRO-PF 130-41 | Diaphragm | 0 |  | 0 | pc/s
1142 |  |  |  | PRO-PF 148-43 | Diaphragm | 0 |  | 0 | pc/s
1143 |  |  |  | PRO-PF 130-42C | Diaphragm | 0 |  | 0 | pc/s
1144 |  |  |  | PRO-PF 134-166C | Diaphragm | 0 |  | 0 | pc/s
1145 |  |  |  | PRO-PF 130-39B | Diaphragm | 0 |  | 0 | pc/s
1146 |  |  |  | PRO-PF 135-678 | Diaphragm | 0 |  | 0 | pc/s
1147 |  |  |  | PRO-PF 136-60 | Diaphragm | 0 |  | 0 | pc/s
1148 |  |  |  | PRO-PF 130-40 | Diaphragm | 0 |  | 0 | pc/s
1149 | Local |  |  | CON-FUE_1001 | Diesel, Fuel-Save | 20 | 27.83 | 0 | ltr/s
1150 |  |  |  | AUX-PAR_1127 | Differencial Flow Indicator, 4.36.2 | 0 |  | 0 | pc/s | PRO-WH-RM1 | PROGEN | Aux Rack 2-B
1151 |  |  |  | VTR-79000 | Diffuser | 0 |  | 0 | pc/s
1152 | Local |  |  | VTR-28-2N | Diffuser, PN 28, Type 34-9 MA 258 W14 EZ | 2 | 0 | 0 | pc/s | PRO-WH-RM1 | PROGEN | Rack 8-A
1153 | Local |  |  | AUX-PAR_1029 | Diffuser, SUB-38/PN-275-185 | 1 | 0 | 0 | pc/s | PRO-WH-RM1 | PROGEN | Aux Rack 1-B
1154 |  |  |  | K 66115 | Diffusor, Complete for Air Inlet Housing | 0 |  | 0
1155 |  |  |  | PRO-PF 52-13 | Disc | 0 |  | 0 | pc/s
1156 |  |  |  | K 42206 | Disc for Displacement Servomotor | 0 |  | 0
1157 |  |  |  | K 72149 | Disc for Geared Pump K 72106 | 0 |  | 0
1158 |  |  |  | K 43178 | Disc for Rotary Slide Valve K 43173 | 0 |  | 0
1159 |  |  |  | AUX-PAR_1121 | Disc Plate OD-185mm, ID-128mm, 1.4, AUX- 18/C | 0 |  | 0 | pc/s | PRO-WH-RM1 | PROGEN | Aux Rack 2-B
1160 | Local |  |  | CON-CON_1022 | Disc, Grinding, 4" | 9 | 101.85 | 0 | pc/s | Cabinet | PROGEN
1161 |  |  |  | PRO-PF 136-36 | Discharge Pipe | 0 |  | 0 | pc/s
1162 |  |  |  | PRO-PF 20-234 | Distance Piece | 0 |  | 0 | pc/s
1163 |  |  |  | PRO-PF 136-940 | Distance Piece | 0 |  | 0 | pc/s
1164 |  |  |  | PRO-PF 136-840 | Distance Piece | 0 |  | 0 | pc/s
1165 |  |  |  | PRO-PF 60-224 | Distance Piece | 0 |  | 0 | pc/s
1166 |  |  |  | PRO-PF 20-934 | Distance Piece | 0 |  | 0 | pc/s
1167 |  |  |  | PRO-PF 136-930 | Distance Piece (Inlet) | 0 |  | 0 | pc/s
1168 |  |  |  | K 27753 / K 27018 | Distance Piece for indicator valve | 0 |  | 0
1169 |  |  |  | PRO-PF 20-934/234 | Distance Piece PF 20-934/234 | 0 |  | 0 | pc/s
1170 |  |  |  | K 27207 | Distance Ring for fuel injection valve | 0 |  | 0
1171 |  |  |  | K 32405 | Distance Sleeve for Electric Motor | 0 |  | 0
1172 |  |  |  | K 43169 | Distributing Disc for Starting Device | 0 |  | 0
1173 |  |  |  | PRO-PF 134-340 | Distribution Plug | 0 |  | 0 | pc/s
1174 |  |  |  | AUX-PAR_1201 | Distributor | 0 |  | 0 | pc/s | PRO-WH-RM1 | PROGEN | Rack 3-B
1175 |  |  |  | PRO-PF 140-162 | Distributor Inlet Pipe | 0 |  | 0 | pc/s
1176 |  |  |  | PRO-PF 140-73 | Distributor Outlet Pipe Cyl. 10 | 0 |  | 0 | pc/s
1177 |  |  |  | PRO-PF 140-71 | Distributor Outlet Pipe Cyl. 11 | 0 |  | 0 | pc/s
1178 |  |  |  | PRO-PF 140-69 | Distributor Outlet Pipe Cyl. 12 | 0 |  | 0 | pc/s
1179 |  |  |  | PRO-PF 140-79 | Distributor Outlet Pipe Cyl. 7 | 0 |  | 0 | pc/s
1180 |  |  |  | PRO-PF 140-77 | Distributor Outlet Pipe Cyl. 8 | 0 |  | 0 | pc/s
1181 |  |  |  | PRO-PF 140-75 | Distributor Outlet Pipe Cyl. 9 | 0 |  | 0 | pc/s
1182 |  |  |  | PRO-PF 25-32 | Distributor Valve | 0 |  | 0 | pc/s
1183 |  |  |  | PRO-PF 30-111 | Door | 0 |  | 0 | pc/s
1184 |  |  |  | PRO-PF 97-103 | Door Coupling Side | 0 |  | 0 | pc/s
1185 |  |  |  | PRO-PF 97-204 | Door Opposit Coupling Side | 0 |  | 0 | pc/s
1186 |  |  |  | PRO-PF 97-105 | Door Opposit Coupling Side | 0 |  | 0 | pc/s
1187 |  |  |  | K 47001 | Double Control Valve for Displacement Servomotor, Complete (engine reversible) | 0 |  | 0
1188 |  |  |  | K 84467 | Double Initiator for Visual Flow Control | 0 |  | 0
1189 |  |  |  | PRO-PF 215-11B | Double Key | 0 |  | 0 | pc/s
1190 | Local |  |  | PRO-PF 215-12 | Double Key | 14 | 0 | 0 | pc/s | PRO-WH-RM1 | PROGEN | Rack 4-A
1191 |  |  |  | PRO-PF 134-67 | Double Nipple | 0 |  | 0 | pc/s
1192 |  |  |  | PRO-PF 142-83 | Double Nipple | 0 |  | 0 | pc/s
1193 |  |  |  | PRO-PF 128-15 | Double Nipple | 0 |  | 0 | pc/s
1194 |  |  |  | PRO-PF 135-691 | Double Union | 0 |  | 0 | pc/s
1195 |  |  |  | PRO-PF 59-29A | Dowel Pin | 0 |  | 0 | pc/s
1196 |  |  |  | PRO-PF 60-38 | Dowel Pin | 0 |  | 0 | pc/s
1197 |  |  |  | PRO-PF 73-55 | Dowel Pin | 0 |  | 0 | pc/s
1198 |  |  |  | PRO-PF 25-115 | Dowel Pin | 0 |  | 0 | pc/s
1199 |  |  |  | PRO-PF 24-210 | Dowel Pin | 0 |  | 0 | pc/s
1200 |  |  |  | PRO-PF 75-27A | Dowel Pin | 0 |  | 0 | pc/s
1201 |  |  |  | PRO-PF 32-126 | Dowel Pin | 0 |  | 0 | pc/s
1202 |  |  |  | PRO-PF 25-121 | Dowel Pin | 0 |  | 0 | pc/s
1203 |  |  |  | PRO-PF 24-5 | Dowel Pin | 0 |  | 0 | pc/s
1204 |  |  |  | PRO-PF 32-6 | Dowel Pin | 0 |  | 0 | pc/s
1205 |  |  |  | PRO-PF 20-45 | Dowel Pin | 0 |  | 0 | pc/s
1206 |  |  |  | PRO-PF 20-153 | Dowel Pin | 0 |  | 0 | pc/s
1207 |  |  |  | PRO-PF 52-42 | Dowel Pin | 0 |  | 0 | pc/s
1208 | Local |  |  | PRO-PF 102-118 | Dowel Pin / Linkage Pin, PF 102-118 | 30 | 0 | 0 | pc/s | PRO-WH-RM1 | PROGEN | Drawer 4.4 Side Wall
1209 | Local |  |  | PRO-PF 16-120 | Dowel Pin / Locating Pin, PF 16-120 | 508 | 0 | 0 | pc/s | PRO-WH-RM1 | PROGEN | Drawer 1.2 Side Wall
1210 |  |  |  | PRO-PF 5-6 | Dowel Pin /Positioning Pin | 0 |  | 0 | pc/s
1211 |  |  |  | K 33205 | Dowel Pin for Connecting Rod | 0 |  | 0 | pc/s
1212 | Local |  |  | PRO-PF 1-24A | Dowel Pin, PF 1-24A | 15 | 0 | 0 | pc/s | PRO-WH-RM1 | PROGEN | Drawer 2.1 Side Wall
1213 | Local |  |  | PRO-PF 1-24B | Dowel Pin, PF 1-24B | 89 | 0 | 0 | pc/s | PRO-WH-RM1 | PROGEN | Rack 2-B
1214 |  |  |  | PRO-PF 75-218 | Dowel Pin/Flanged Dowel Pin | 0 |  | 0 | pc/s
1215 |  |  |  | PRO-PF 54-109 | Drain | 0 |  | 0 | pc/s
1216 | Local |  |  | PRO-PF 136-210 | Drain Hopper | 4 | 0 | 0 | pc/s | PRO-WH-RM1 | PROGEN | Rack 1-D
1217 |  |  |  | PRO-PF 136-907 | Drain Pipe | 0 |  | 0 | pc/s
1218 |  |  |  | PRO-PF 136-908 | Drain Pipe | 0 |  | 0 | pc/s
1219 |  |  |  | PRO-PF 136-280 | Drain Pipe | 0 |  | 0 | pc/s
1220 |  |  |  | PRO-PF 136-180 | Drain Pipe | 0 |  | 0 | pc/s
1221 |  |  |  | PRO-PF 136-380 | Drain Pipe | 0 |  | 0 | pc/s
1222 |  |  |  | PRO-PF 136-480 | Drain Pipe | 0 |  | 0 | pc/s
1223 |  |  |  | PRO-PF 136-906 | Drain Pipe | 0 |  | 0 | pc/s
1224 |  |  |  | PRO-PF 130-912 | Drain Pipe (left) | 0 |  | 0 | pc/s
1225 |  |  |  | PRO-PF 130-908 | Drain Pipe (right) | 0 |  | 0 | pc/s
1226 |  |  |  | K 16043 | Drain Pipe for Crankcase Vent | 0 |  | 0
1227 | Local |  |  | PRO-PF 54-210 | Drain Valve, PF 54-210 | 4 | 0 | 0 | pc/s | PRO-WH-RM1 | PROGEN | Drawer 1.4 Side Wall
1228 |  |  |  | PRO-PF 128-7B | Draining Pipe | 0 |  | 0 | pc/s
1229 | Local |  |  | AUX-PAR_1064 | Drive Belt, WSC-52 / 0021-2997-890 | 2 | 0 | 0 | pc/s | PRO-WH-RM1 | PROGEN | Aux Rack 1-C Drawer 1.7
1230 |  |  |  | PRO-PF 65-4 | Drive Gear | 0 |  | 0 | pc/s
1231 |  |  |  | PRO-PF 65-1 | Drive Shaft | 0 |  | 0 | pc/s
1232 | Local |  |  | PRO-PF 60-16 | Drive Shaft | 1 | 0 | 0 | pc/s | PRO-WH-RM1 | PROGEN | Rack 4-B
1233 |  |  |  | K 32321 | Drive Shaft for Vertical Worm Gear | 0 |  | 0
1234 |  |  |  | K 46131 | Drive Wheel for Overspeed Trip, K 46131 | 0 |  | 0
1235 |  |  |  | PRO-PF 75-23 | Driving Pin | 0 |  | 0 | pc/s
1236 |  |  |  | SZR-02/A | Driving Space-monitoring Device, complete | 0 |  | 0
1237 |  |  |  | K 93101 | Driving Space-monitoring Device, complete | 0 |  | 0
1238 |  |  |  | PRO-PF 148-82 | Dryer | 0 |  | 0 | pc/s
1239 |  |  |  | K 46103 | DU-Bush for housing K 46101 | 0 |  | 0
1240 |  |  |  | K 27430 | Dummy Valve, Complete | 0 |  | 0
1241 |  |  |  | ENG-PIE_1081 | EG. Main Rotor | 0 |  | 0 | lot
1242 |  |  |  | ENG-PIE_1080 | EG. Main Stator | 0 |  | 0 | lot
1243 |  |  |  | AUX-PAR_1226 | Elastic Plate, AL-112 | 0 |  | 0 | pc/s | PRO-WH-RM1 | PROGEN | Aux Rack 6-A
1244 |  |  |  | PRO-PF 134-171B | Elastic Ring | 0 |  | 0 | pc/s
1245 |  |  |  | AUX-PAR_1161 | Elbow 3/4 x 53/64 | 0 |  | 0 | pc/s | PRO-WH-RM1 | PROGEN | Aux Rack 2-D
1246 |  |  |  | AUX-PAR_1163 | Elbow 5/8 x 23/32 | 0 |  | 0 | pc/s | PRO-WH-RM1 | PROGEN | Aux Rack 2-D
1247 |  |  |  | AUX-PAR_1160 | Elbow 7/8 x 53/64 | 0 |  | 0 | pc/s | PRO-WH-RM1 | PROGEN | Aux Rack 2-D
1248 |  |  |  | AUX-PAR_1295 | Elbow, Copper, 1/2" x 1/2" | 0 |  | 0 | pc/s | PRO-WH-RM1 | PROGEN | Aux Rack 2-D
1249 |  |  |  | AUX-PAR_1267 | Elbow, For T/C- Gas Inlet Casing | 0 |  | 0 | pc/s | PRO-WH-RM1 | PROGEN | Aux Rack 4-D
1250 |  |  |  | K 32401 | Electric Motor for Barring Engine | 0 |  | 0
1251 |  |  |  | K 47020 | Emergency Operating Arrangement, Complete | 0 |  | 0
1252 |  |  |  | K 16224 | End Casing (Reversible Engine) | 0 |  | 0
1253 |  |  |  | K 16223 | End Casing - Flywheel Side | 0 |  | 0
1254 |  |  |  | PRO-PF 130-7B | End Cover | 0 |  | 0 | pc/s
1255 |  |  |  | PRO-PF 136-1 | End Cover | 0 |  | 0 | pc/s
1256 |  |  |  | PRO-PF 136-2 | End Cover | 0 |  | 0 | pc/s
1257 |  |  |  | PRO-PF 136-10B | End Cover | 0 |  | 0 | pc/s
1258 |  |  |  | PRO-PF 130-6B | End Cover | 0 |  | 0 | pc/s
1259 |  |  |  | PRO-PF 92-2 | End Piece | 0 |  | 0 | pc/s
1260 |  |  |  | PRO-PF 136-28 | End Pipe | 0 |  | 0 | pc/s
1261 |  |  |  | PRO-PF 136-29C | End Pipe | 0 |  | 0 | pc/s
1262 |  |  |  | K 16225 | End Plate - Damper Side | 0 |  | 0
1263 |  |  |  | K 16355 | End Plate - Damper Side | 0 |  | 0
1264 |  |  |  | K 81688 | End Plate for Casings K 81601 | 0 |  | 0
1265 |  |  |  | K 81571 | End Plate for K 81491 | 0 |  | 0
1266 |  |  |  | PRO-PF 75-48 | Engaging Handle | 0 |  | 0 | pc/s
1267 |  |  |  | PRO-PF 75-45 | Engaging Lever | 0 |  | 0 | pc/s
1268 |  |  |  | PRO-PF 75-42 | Engaging Lever Shaft | 0 |  | 0 | pc/s
1269 |  |  |  | PRO-PF 75-37 | Engaging Lever Shaft Housing | 0 |  | 0 | pc/s
1270 |  |  |  | PRO-PF 75-47 | Engaging Piece | 0 |  | 0 | pc/s
1271 |  |  |  | ENG-PIE_1073 | Engine Bolts-Engine to Oil Pan | 0 |  | 0 | pc/s
1272 |  |  |  | ENG-PIE_1072 | Engine Fixation Bolts | 0 |  | 0 | pc/s
1273 |  |  |  | K 11101 | Engine Frame | 0 |  | 0
1274 |  |  |  | ENG-PIE_1070 | Engine Leveling Jack Bolt | 0 |  | 0 | pc/s
1275 |  |  |  | ENG-PIE_1064 | Engine Skid | 0 |  | 0 | pc/s
1276 |  |  |  | PRO-PF 130-7C | Engine Water Outlet | 0 |  | 0 | pc/s
1277 |  |  |  | PRO-PF 130-8B | Engine Water Outlet | 0 |  | 0 | pc/s
1278 | Local |  |  | CON-CON_1007 | Epoxy; Primer Gray with Catalyst | 0 | 580 | 0 | gal/s
1279 |  |  |  | PRO-PF 128-28B | Equal Square | 0 |  | 0 | pc/s
1280 |  |  |  | PRO-PF 134-59 | Equal Tee | 0 |  | 0 | pc/s
1281 |  |  |  | PRO-PF 128-9B | Equal Tee | 0 |  | 0 | pc/s
1282 |  |  |  | PRO-PF 136-720 | Equiped Filter | 0 |  | 0 | pc/s
1283 |  |  |  | PRO-PF 149-2 | Equipment | 0 |  | 0 | pc/s
1284 |  |  |  | K 81170 | Erection Support for Exhaust Piping | 0 |  | 0
1285 |  |  |  | K 81169 | Erection Support for Exhaust Piping | 0 |  | 0
1286 |  |  |  | K 72170 | Excess-pressure Valve, Complete for Cylinder Lubricating Pump Drive | 0 |  | 0
1287 |  |  |  | ENG-PIE_1082 | Exciter | 0 |  | 0 | lot
1288 |  |  |  | ENG-PIE_1083 | Exciter Attachment | 0 |  | 0 | lot
1289 |  |  |  | _1003 | Exhaust Bellows 265mm x 130mm OAL x 5 cons | 0 |  | 0 | pc/s
1290 |  |  |  | K 81132 | Exhaust Bend (Left) for Exhaust Piping | 0 |  | 0
1291 |  |  |  | K 81133 | Exhaust Bend (Right) for Exhaust Piping | 0 |  | 0
1292 | Local |  |  | PRO-PF 24-2 | Exhaust Cam | 10 | 0 | 0 | pc/s | PRO-WH-RM1 | PROGEN | Rack 6-D
1293 |  |  |  | PRO-PF 128-621 | Exhaust Gas Manifold | 0 |  | 0 | pc/s
1294 |  |  |  | PRO-PF 128-913 | Exhaust Gas Manifold | 0 |  | 0 | pc/s
1295 |  |  |  | PRO-PF 128-420 | Exhaust Gas Manifold | 0 |  | 0 | pc/s
1296 |  |  |  | PRO-PF 128-811 | Exhaust Gas Manifold | 0 |  | 0 | pc/s
1297 |  |  |  | PRO-PF 128-956 | Exhaust Gas Manifold | 0 |  | 0 | pc/s
1298 |  |  |  | PRO-PF 128-604B | Exhaust Gas Manifold | 0 |  | 0 | pc/s
1299 |  |  |  | PRO-PF 128-611 | Exhaust Gas Manifold | 0 |  | 0 | pc/s
1300 |  |  |  | PRO-PF 128-903 | Exhaust Gas Manifold | 0 |  | 0 | pc/s
1301 |  |  |  | PRO-PF 128-405 | Exhaust Gas Manifold | 0 |  | 0 | pc/s
1302 |  |  |  | PRO-PF 128-622 | Exhaust Gas Manifold | 0 |  | 0 | pc/s
1303 |  |  |  | PRO-PF 128-914 | Exhaust Gas Manifold | 0 |  | 0 | pc/s
1304 |  |  |  | PRO-PF 128-813 | Exhaust Gas Manifold | 0 |  | 0 | pc/s
1305 |  |  |  | PRO-PF 128-958 | Exhaust Gas Manifold | 0 |  | 0 | pc/s
1306 |  |  |  | PRO-PF 128-612 | Exhaust Gas Manifold | 0 |  | 0 | pc/s
1307 |  |  |  | PRO-PF 128-904 | Exhaust Gas Manifold | 0 |  | 0 | pc/s
1308 |  |  |  | PRO-PF 128-406 | Exhaust Gas Manifold | 0 |  | 0 | pc/s
1309 |  |  |  | PRO-PF 128-915A | Exhaust Gas Manifold | 0 |  | 0 | pc/s
1310 |  |  |  | PRO-PF 128-505 | Exhaust Gas Manifold | 0 |  | 0 | pc/s
1311 |  |  |  | PRO-PF 128-814A | Exhaust Gas Manifold | 0 |  | 0 | pc/s
1312 |  |  |  | PRO-PF 128-962 | Exhaust Gas Manifold | 0 |  | 0 | pc/s
1313 |  |  |  | PRO-PF 128-605B | Exhaust Gas Manifold | 0 |  | 0 | pc/s
1314 |  |  |  | PRO-PF 128-613 | Exhaust Gas Manifold | 0 |  | 0 | pc/s
1315 |  |  |  | PRO-PF 128-905 | Exhaust Gas Manifold | 0 |  | 0 | pc/s
1316 |  |  |  | PRO-PF 128-407 | Exhaust Gas Manifold | 0 |  | 0 | pc/s
1317 |  |  |  | PRO-PF 128-508 | Exhaust Gas Manifold | 0 |  | 0 | pc/s
1318 |  |  |  | PRO-PF 128-971 | Exhaust Gas Manifold | 0 |  | 0 | pc/s
1319 |  |  |  | PRO-PF 128-614 | Exhaust Gas Manifold | 0 |  | 0 | pc/s
1320 |  |  |  | PRO-PF 128-906 | Exhaust Gas Manifold | 0 |  | 0 | pc/s
1321 |  |  |  | PRO-PF 128-408 | Exhaust Gas Manifold | 0 |  | 0 | pc/s
1322 |  |  |  | PRO-PF 128-916 | Exhaust Gas Manifold | 0 |  | 0 | pc/s
1323 |  |  |  | PRO-PF 128-815A | Exhaust Gas Manifold | 0 |  | 0 | pc/s
1324 |  |  |  | PRO-PF 128-973 | Exhaust Gas Manifold | 0 |  | 0 | pc/s
1325 |  |  |  | PRO-PF 128-606B | Exhaust Gas Manifold | 0 |  | 0 | pc/s
1326 |  |  |  | PRO-PF 128-615 | Exhaust Gas Manifold | 0 |  | 0 | pc/s
1327 |  |  |  | PRO-PF 128-907 | Exhaust Gas Manifold | 0 |  | 0 | pc/s
1328 |  |  |  | PRO-PF 128-409 | Exhaust Gas Manifold | 0 |  | 0 | pc/s
1329 |  |  |  | PRO-PF 128-917 | Exhaust Gas Manifold | 0 |  | 0 | pc/s
1330 |  |  |  | PRO-PF 128-352 | Exhaust Gas Manifold | 0 |  | 0 | pc/s
1331 |  |  |  | PRO-PF 128-975 | Exhaust Gas Manifold | 0 |  | 0 | pc/s
1332 |  |  |  | PRO-PF 128-616 | Exhaust Gas Manifold | 0 |  | 0 | pc/s
1333 |  |  |  | PRO-PF 128-908 | Exhaust Gas Manifold | 0 |  | 0 | pc/s
1334 |  |  |  | PRO-PF 128-410 | Exhaust Gas Manifold | 0 |  | 0 | pc/s
1335 |  |  |  | PRO-PF 128-601B | Exhaust Gas Manifold | 0 |  | 0 | pc/s
1336 |  |  |  | PRO-PF 128-353 | Exhaust Gas Manifold | 0 |  | 0 | pc/s
1337 |  |  |  | PRO-PF 128-816A | Exhaust Gas Manifold | 0 |  | 0 | pc/s
1338 |  |  |  | PRO-PF 128-979 | Exhaust Gas Manifold | 0 |  | 0 | pc/s
1339 |  |  |  | PRO-PF 128-607B | Exhaust Gas Manifold | 0 |  | 0 | pc/s
1340 |  |  |  | PRO-PF 128-617 | Exhaust Gas Manifold | 0 |  | 0 | pc/s
1341 |  |  |  | PRO-PF 128-909 | Exhaust Gas Manifold | 0 |  | 0 | pc/s
1342 |  |  |  | PRO-PF 128-416 | Exhaust Gas Manifold | 0 |  | 0 | pc/s
1343 |  |  |  | PRO-PF 128-403 | Exhaust Gas Manifold | 0 |  | 0 | pc/s
1344 |  |  |  | PRO-PF 128-618 | Exhaust Gas Manifold | 0 |  | 0 | pc/s
1345 |  |  |  | PRO-PF 128-910 | Exhaust Gas Manifold | 0 |  | 0 | pc/s
1346 |  |  |  | PRO-PF 128-417 | Exhaust Gas Manifold | 0 |  | 0 | pc/s
1347 |  |  |  | PRO-PF 128-936 | Exhaust Gas Manifold | 0 |  | 0 | pc/s
1348 |  |  |  | PRO-PF 128-602B | Exhaust Gas Manifold | 0 |  | 0 | pc/s
1349 |  |  |  | PRO-PF 128-608B | Exhaust Gas Manifold | 0 |  | 0 | pc/s
1350 |  |  |  | PRO-PF 128-619 | Exhaust Gas Manifold | 0 |  | 0 | pc/s
1351 |  |  |  | PRO-PF 128-911 | Exhaust Gas Manifold | 0 |  | 0 | pc/s
1352 |  |  |  | PRO-PF 128-418 | Exhaust Gas Manifold | 0 |  | 0 | pc/s
1353 |  |  |  | PRO-PF 128-806 | Exhaust Gas Manifold | 0 |  | 0 | pc/s
1354 |  |  |  | PRO-PF 128-937 | Exhaust Gas Manifold | 0 |  | 0 | pc/s
1355 |  |  |  | PRO-PF 128-901 | Exhaust Gas Manifold | 0 |  | 0 | pc/s
1356 |  |  |  | PRO-PF 128-609 | Exhaust Gas Manifold | 0 |  | 0 | pc/s
1357 |  |  |  | PRO-PF 128-620 | Exhaust Gas Manifold | 0 |  | 0 | pc/s
1358 |  |  |  | PRO-PF 128-912 | Exhaust Gas Manifold | 0 |  | 0 | pc/s
1359 |  |  |  | PRO-PF 128-419 | Exhaust Gas Manifold | 0 |  | 0 | pc/s
1360 |  |  |  | PRO-PF 128-810 | Exhaust Gas Manifold | 0 |  | 0 | pc/s
1361 |  |  |  | PRO-PF 128-954 | Exhaust Gas Manifold | 0 |  | 0 | pc/s
1362 |  |  |  | PRO-PF 128-902 | Exhaust Gas Manifold | 0 |  | 0 | pc/s
1363 |  |  |  | PRO-PF 128-404 | Exhaust Gas Manifold | 0 |  | 0 | pc/s
1364 |  |  |  | PRO-PF 128-610 | Exhaust Gas Manifold | 0 |  | 0 | pc/s
1365 |  |  |  | ENG-PIE_1090 | Exhaust Manifold Assembly | 0 |  | 0 | assy/s
1366 |  |  |  | K 81102 | Exhaust Pipe 2 for Cylinder 8 L | 0 |  | 0
1367 |  |  |  | K 81103 | Exhaust Pipe for Cylinder 7 L | 0 |  | 0
1368 |  |  |  | K 81109 | Exhaust Piping for Cylinder 1 L | 0 |  | 0
1369 |  |  |  | K 81115 | Exhaust Piping for Cylinder 1 R | 0 |  | 0
1370 |  |  |  | K 81108 | Exhaust Piping for Cylinder 2 L | 0 |  | 0
1371 |  |  |  | K 81114 | Exhaust Piping for Cylinder 2 R | 0 |  | 0
1372 |  |  |  | K 81107 | Exhaust Piping for Cylinder 3 L | 0 |  | 0
1373 |  |  |  | K 81113 | Exhaust Piping for Cylinder 3 R | 0 |  | 0
1374 |  |  |  | K 81106 | Exhaust Piping for Cylinder 4 L | 0 |  | 0
1375 |  |  |  | K 81112 | Exhaust Piping for Cylinder 4 R | 0 |  | 0
1376 |  |  |  | K 81105 | Exhaust Piping for Cylinder 5 L | 0 |  | 0
1377 |  |  |  | K 81111 | Exhaust Piping for Cylinder 5 R | 0 |  | 0
1378 |  |  |  | K 81104 | Exhaust Piping for Cylinder 6 L | 0 |  | 0
1379 |  |  |  | K 81110 | Exhaust Piping for Cylinder 6 R | 0 |  | 0
1380 |  |  |  | K 81101 | Exhaust Piping for Cylinder 8 L | 0 |  | 0
1381 |  |  |  | K 81260 | Exhaust Piping Support, Complete | 0 |  | 0
1382 |  |  |  | K 81100 | Exhaust Piping, Complete | 0 |  | 0
1383 | Local |  |  | PRO-PF 20-164 | Exhaust Rocker Arm | 27 | 0 | 0 | pc/s | PRO-WH-RM1 | PROGEN | Side Wall Rack
1384 |  |  |  | ENG-PIE_1091 | Exhaust Support & Bracket | 0 |  | 0 | assy/s
1385 |  |  |  | K 65101 | Exhaust Turbocharger, Complete | 0 |  | 0
1386 | Local |  |  | PRO-PF 15-102 | Exhaust Valve | 41 | 0 | 0 | pc/s | PRO-WH-RM1 | PROGEN | Valve Rack 1
1387 |  |  |  | PRO-PF 15-102 (B) | Exhaust Valve (Recon) | 0 |  | 0 | pc/s | PRO-WH-RM1 | PROGEN | Valve Rack 2
1388 |  |  |  | ENG-PIE_1040 | Exhaust Valve Cage Left | 0 |  | 0 | pc/s
1389 |  |  |  | ENG-PIE_1041 | Exhaust Valve Cage Right | 0 |  | 0 | pc/s
1390 |  |  |  | PRO-PF 15-6 | Exhaust Valve Cage, Right | 0 |  | 0 | pc/s
1391 |  |  |  | PRO-PF 15-Guide | Exhaust Valve Guide "Left" | 0 |  | 0 | pc/s
1392 |  |  |  | PRO-PF 15-13 | Exhaust Valve Guide (Left) | 0 |  | 0 | pc/s
1393 |  |  |  | PRO-PF 15-12 | Exhaust Valve Guide (Right) | 0 |  | 0 | pc/s
1394 | Local |  |  | PRO-PF 15-7 | Exhaust Valve Guide, Left | 4 | 0 | 0 | pc/s | PRO-WH-RM1 | PROGEN | Rack 3-B
1395 |  |  |  | PRO-PF 20-151 | Exhaust Valve Rocker Arm Shaft (Fulcrum Shaft) | 0 |  | 0 | pc/s
1396 | Local |  |  | PRO-PF 15-5 | Exhaust Valve Seat, PF 15-5 | 5 | 0 | 0 | pc/s | PRO-WH-RM1 | PROGEN | Rack 2-A
1397 |  |  |  | K 27520 | Exhaust Valve, Complete (Assy.) | 0 |  | 0
1398 |  |  |  | AUX-PAR_1156 | Expansion Bellows, Nut Type, 2"x 9" | 0 |  | 0 | pc/s |  | PROGEN | Aux Rack 2-C
1399 |  |  |  | AUX-PAR_1155 | Expansion Bellows, Nut Type, 2"x8" | 0 |  | 0 | pc/s | PRO-WH-RM1 | PROGEN | Aux Rack 2-C
1400 |  |  |  | K 55023 | Expansion Bolt for Fuel Injection Pump | 0 |  | 0
1401 |  |  |  | K 51141 | Expansion Bolt for Governor Drive | 0 |  | 0
1402 |  |  |  | K 34129 | Expansion bolt for Piston Skirt | 0 |  | 0
1403 |  |  |  | K 34127 | Expansion Bolt for Upper Part of Piston | 0 |  | 0
1404 |  |  |  | K 81139 | Expansion Piece 11 Corrogations | 0 |  | 0
1405 |  |  |  | K 81136 | Expansion Piece 6 Corrogations 230 dia. | 0 |  | 0
1406 |  |  |  | K 81137 | Expansion Piece 9 Corrogations | 0 |  | 0
1407 |  |  |  | K 81138 | Expansion Piece for Exhaust Piping -10 Corrugations | 0 |  | 0
1408 |  |  |  | PRO-PF 140-80 | Explosion Plate | 0 |  | 0 | pc/s
1409 |  |  |  | PRO-PF 62-11 | Extension | 0 |  | 0 | pc/s
1410 |  |  |  | PRO-PF 215-14B | External Body | 0 |  | 0 | pc/s
1411 |  |  |  | PRO-PF 128-Fab. | Fabricated Exhaust Gas Manifold Segments with Flanges | 0 |  | 0 | pc/s
1412 |  |  |  | AUX-PAR_1084 | Fabrication Ring, 73x88x4mm | 0 |  | 0 | pc/s | PRO-WH-RM1 | PROGEN | Aux Rack 1-C Drawer 3.3
1413 |  |  |  | AUX-PAR_1087 | Fabrication Ring, 73x88x6mm | 0 |  | 0 | pc/s | PRO-WH-RM1 | PROGEN | Aux Rack 1-C Drawer 3.6
1414 |  |  |  | AUX-PAR_1120 | Fan Blade, DXRAD-22, 37961814 | 0 |  | 0 | pc/s | PRO-WH-RM1 | PROGEN | Aux Rack 2-B
1415 |  |  |  | PRO-PF 102-11A | Fan Gear | 0 |  | 0 | pc/s
1416 |  |  |  | PRO-PF 142-93 | Feed Main | 0 |  | 0 | pc/s
1417 |  |  |  | PRO-PF 142-593 | Feed Main | 0 |  | 0 | pc/s
1418 |  |  |  | PRO-PF 142-197 | Feed Main | 0 |  | 0 | pc/s
1419 |  |  |  | PRO-PF 142-397 | Feed Main | 0 |  | 0 | pc/s
1420 |  |  |  | PRO-PF 142-97 | Feed Main | 0 |  | 0 | pc/s
1421 |  |  |  | PRO-PF 142-597 | Feed Main | 0 |  | 0 | pc/s
1422 |  |  |  | PRO-PF 142-493 | Feed Main | 0 |  | 0 | pc/s
1423 |  |  |  | PRO-PF 142-497 | Feed Main | 0 |  | 0 | pc/s
1424 |  |  |  | PRO-PF 142-293 | Feed Main | 0 |  | 0 | pc/s
1425 |  |  |  | PRO-PF 142-193 | Feed Main | 0 |  | 0 | pc/s
1426 |  |  |  | PRO-PF 142-297 | Feed Main | 0 |  | 0 | pc/s
1427 |  |  |  | PRO-PF 142-393 | Feed Main | 0 |  | 0 | pc/s
1428 |  |  |  | PRO-PF 135-583 | Feed Main 10 Cyl. | 0 |  | 0 | pc/s
1429 |  |  |  | PRO-PF 135-585A | Feed Main 10 Cyl. | 0 |  | 0 | pc/s
1430 |  |  |  | PRO-PF 135-683B | Feed Main 12 Cyl. | 0 |  | 0 | pc/s
1431 |  |  |  | PRO-PF 135-685B | Feed Main 12 Cyl. | 0 |  | 0 | pc/s
1432 |  |  |  | PRO-PF 135-785B | Feed Main 14 Cyl. | 0 |  | 0 | pc/s
1433 |  |  |  | PRO-PF 135-783B | Feed Main 14 Cyl. | 0 |  | 0 | pc/s
1434 |  |  |  | PRO-PF 135-883B | Feed Main 16 Cyl. | 0 |  | 0 | pc/s
1435 |  |  |  | PRO-PF 135-885B | Feed Main 16 Cyl. | 0 |  | 0 | pc/s
1436 |  |  |  | PRO-PF 135-983B | Feed Main 18 Cyl. | 0 |  | 0 | pc/s
1437 |  |  |  | PRO-PF 135-985B | Feed Main 18 Cyl. | 0 |  | 0 | pc/s
1438 |  |  |  | PRO-PF 135-483 | Feed Main 8 Cyl. | 0 |  | 0 | pc/s
1439 |  |  |  | PRO-PF 135-485 | Feed Main 8 Cyl. | 0 |  | 0 | pc/s
1440 |  |  |  | PRO-PF 134-405B | Feed Main Right Hand | 0 |  | 0 | pc/s
1441 |  |  |  | PRO-PF 135-687 | Feed Pipe | 0 |  | 0 | pc/s
1442 |  |  |  | PRO-PF 134-24B | Feed Pipe | 0 |  | 0 | pc/s
1443 |  |  |  | PRO-PF 136-35 | Feed Pipe | 0 |  | 0 | pc/s
1444 |  |  |  | K 46160 | Felt Ring for Cylinder K 46159 and Cover K 46182 | 0 |  | 0
1445 | Local |  |  | PRO-PF 215-3B | Fiited Bolt | 10 | 0 | 0 | pc/s | PRO-WH-RM1 | PROGEN | Rack 4-A
1446 |  |  |  | K 31520 | Filling Plug with Nut for Drive | 0 |  | 0
1447 |  |  |  | PRO-PF 30-16 | Filter | 0 |  | 0 | pc/s
1448 |  |  |  | PRO-PF 134-131 | Filter | 0 |  | 0 | pc/s
1449 |  |  |  | PRO-PF 140-54B | Filter | 0 |  | 0 | pc/s
1450 | Local |  |  | AUX-PAR_1047 | Filter Element, M3601 | 1 | 0 | 0 | pc/s | PRO-WH-RM1 | PROGEN | Aux Rack 1-C
1451 |  |  |  | PRO-PF 140-50 | Filter Inlet Pipe | 0 |  | 0 | pc/s
1452 |  |  |  | PRO-PF 140-164 | Filter Outlet Pipe | 0 |  | 0 | pc/s
1453 |  |  |  | PRO-PF 134-110 | Filter Support | 0 |  | 0 | pc/s
1454 |  |  |  | PRO-PF 140-155 | Filter Support | 0 |  | 0 | pc/s
1455 |  |  |  | PRO-PF 75-25 | Final Shaft | 0 |  | 0 | pc/s
1456 |  |  |  | TG-01 | Fine Regulating Valve, Complete | 0 |  | 0
1457 |  |  |  | K 92166 | Fine Regulating Valve, Complete | 0 |  | 0
1458 |  |  |  | K 92165 | Fine Regulating Valve, Complete, with Connecting for Fittings | 0 |  | 0
1459 |  |  |  | PRO-PF 75-5C | Finger | 0 |  | 0 | pc/s
1460 |  |  |  | PRO-PF 134-24A | First Berg Feed Pipe | 0 |  | 0 | pc/s
1461 |  |  |  | PRO-PF 75-35 | First Pinion Shaft | 0 |  | 0 | pc/s
1462 |  |  |  | K 42208 | Fitted Bearing Ring for Displacement Servomotor | 0 |  | 0
1463 |  |  |  | PRO-PF 96-10 | Fitted Bolt | 0 |  | 0 | pc/s
1464 |  |  |  | PRO-PF 73-30 | Fitted Bolt | 0 |  | 0 | pc/s
1465 |  |  |  | PRO-PF 52-48 | Fitted Bolt | 0 |  | 0 | pc/s
1466 |  |  |  | PRO-PF 52-49 | Fitted Bolt | 0 |  | 0 | pc/s
1467 |  |  |  | PRO-PF 65-23 | Fitted Bolt | 0 |  | 0 | pc/s
1468 |  |  |  | PRO-PF 73-15 (B) | Fitted Bolt | 0 |  | 0 | pc/s
1469 |  |  |  | PRO-PF 70-9 | Fitted Bolt | 0 |  | 0 | pc/s
1470 |  |  |  | PRO-PF 70-11 | Fitted Bolt | 0 |  | 0 | pc/s
1471 | Local |  |  | PRO-PF 71-14 | Fitted Bolt / Reamer Bolt PF 71-14 | 8 | 0 | 0 | pc/s | PRO-WH-RM1 | PROGEN | Drawer 1.5 Side Wall
1472 |  |  |  | K 42113 | Fitted Bolt for Camshaft | 0 |  | 0
1473 |  |  |  | K 31024 | Fitted Bolt For Crankshaft | 0 |  | 0
1474 | Local |  |  | PRO-PF 3-5 | Fitted Bolt, PF 3-5 | 174 | 0 | 0 | pc/s | PRO-WH-RM1 | PROGEN | Rack 2-D
1475 |  |  |  | PRO-PF 71-15 | Fitted Bolt/Nut | 0 |  | 0 | pc/s
1476 |  |  |  | PRO-PF 65-123 | Fitted Screw | 0 |  | 0
1477 |  |  |  | PRO-PF 50-225 | Fitting Nut/Nut | 0 |  | 0 | pc/s
1478 |  |  |  | PRO-PF 35-6 | Fitting Piece | 0 |  | 0 | pc/s
1479 |  |  |  | PRO-PF 142-59 | Fixation Plate | 0 |  | 0 | pc/s
1480 |  |  |  | PRO-PF 128-22C | Fixation Plate | 0 |  | 0 | pc/s
1481 |  |  |  | PRO-PF 134-300 | Fixing Lug | 0 |  | 0 | pc/s
1482 |  |  |  | PRO-PF 134-64 | Fixing Lug | 0 |  | 0 | pc/s
1483 |  |  |  | PRO-PF 134-158 | Fixing Lug | 0 |  | 0 | pc/s
1484 |  |  |  | PRO-PF 140-318 | Fixing Plate | 0 |  | 0 | pc/s
1485 |  |  |  | PRO-PF 136-47 | Fixing Plate | 0 |  | 0 | pc/s
1486 |  |  |  | PRO-PF 136-732 | Fixing Plate | 0 |  | 0 | pc/s
1487 |  |  |  | PRO-PF 136-733 | Fixing Plate | 0 |  | 0 | pc/s
1488 |  |  |  | PRO-PF 136-724 | Fixing Plate | 0 |  | 0 | pc/s
1489 |  |  |  | K 81585 | Fixture for End Plate K 81571 | 0 |  | 0
1490 |  |  |  | K 81697 | Fixture for End Plate K 81688 | 0 |  | 0
1491 | Local |  |  | PRO-PF 18-55 | Flange | 18 | 0 | 0 | pc/s | PRO-WH-RM1 | PROGEN | Rack 3-C
1492 |  |  |  | PRO-PF 25-109 | Flange | 0 |  | 0 | pc/s
1493 |  |  |  | PRO-PF 50-14 | Flange | 0 |  | 0 | pc/s
1494 |  |  |  | PRO-PF 19-101-10 | Flange | 0 |  | 0 | pc/s
1495 |  |  |  | K 70001 | Flange | 0 |  | 0
1496 |  |  |  | PRO-PF 50-394 | Flange | 0 |  | 0 | pc/s
1497 | Local |  |  | PRO-PF 130-14 | Flange | 9 | 0 | 0 | pc/s | PRO-WH-RM1 | PROGEN | Rack 4-B
1498 |  |  |  | PRO-PF 215-1A | Flange | 0 |  | 0 | pc/s
1499 |  |  |  | PRO-PF 42-2 | Flange | 0 |  | 0 | pc/s
1500 |  |  |  | PRO-PF 92-115 | Flange | 0 |  | 0 | pc/s
1501 |  |  |  | PRO-PF 147-41 | Flange | 0 |  | 0 | pc/s
1502 |  |  |  | PRO-PF 140-81 | Flange | 0 |  | 0 | pc/s
1503 |  |  |  | PRO-PF 92-16 | Flange | 0 |  | 0 | pc/s
1504 |  |  |  | PRO-PF 57-9 | Flange | 0 |  | 0 | pc/s
1505 |  |  |  | PRO-PF 130-9A | Flange | 0 |  | 0 | pc/s
1506 | Local |  |  | PRO-PF 30-4 | Flange | 16 | 0 | 0 | pc/s | PRO-WH-RM1 | PROGEN | Rack 3-D
1507 |  |  |  | PRO-PF 136-69 | Flange | 0 |  | 0 | pc/s
1508 |  |  |  | PRO-PF 135-388 | Flange | 0 |  | 0 | pc/s
1509 |  |  |  | PRO-PF 140-116A | Flange | 0 |  | 0 | pc/s
1510 |  |  |  | PRO-PF 73-50 | Flange | 0 |  | 0 | pc/s
1511 |  |  |  | PRO-PF 18-3 | Flange | 0 |  | 0 | pc/s
1512 |  |  |  | ENG-PIE_1005 | Flange cover | 0 |  | 0 | pc/s
1513 |  |  |  | AUX-PAR_1257 | Flange Cover, 160mm x 18mm | 0 |  | 0 | pc/s | PRO-WH-RM1 | PROGEN | Rack 3-D
1514 |  |  |  | K 67004 | Flange for Air Branches K67002 & K67003 | 0 |  | 0
1515 |  |  |  | K 28030 | Flange for Auxiliary Rocker Arm K 28015 | 0 |  | 0
1516 |  |  |  | K 43141 | Flange for Cam K 43140 | 0 |  | 0
1517 |  |  |  | K 11055 | Flange for Crankcase | 0 |  | 0
1518 |  |  |  | K 27437 | Flange for Cylinder Cover | 0 |  | 0
1519 |  |  |  | K 81127 | Flange for Exhaust Piping | 0 |  | 0
1520 |  |  |  | K 55019 | Flange for Fuel Injection Pump | 0 |  | 0
1521 |  |  |  | K 27026 | Flange for Fuel Injection Valve | 0 |  | 0
1522 |  |  |  | K 28029 | Flange for Main Rocker Arm K 28005 | 0 |  | 0
1523 |  |  |  | K 70020 | Flange for Nozzle Cooling Water Pump K 73200 | 0 |  | 0
1524 |  |  |  | K 71044 | Flange for Oil Pump | 0 |  | 0
1525 |  |  |  | K 11815 | Flange for Oil Sump | 0 |  | 0
1526 |  |  |  | K 87090 | Flange for Pressure Regulating Valve | 0 |  | 0
1527 |  |  |  | K 49726 | Flange for Remote Load Indicator | 0 |  | 0
1528 |  |  |  | K 27035 | Flange for Starting Valve | 0 |  | 0
1529 |  |  |  | K 43130 | Flange for Starting-Air Sleeve Valve | 0 |  | 0
1530 |  |  |  | K 43510 | Flange for Starting-air Stop Valve | 0 |  | 0
1531 |  |  |  | PRO-PF 129-18 | Flange Lagging | 0 |  | 0 | pc/s
1532 |  |  |  | PRO-PF 75-46 | Flanged Dowel pin | 0 |  | 0 | pc/s
1533 |  |  |  | K 46354 | Flat Steel Bar for Control Element Box | 0 |  | 0
1534 |  |  |  | PRO-PF 130-58 | Flat Washer | 0 |  | 0 | pc/s
1535 |  |  |  | K 32407 | Flexible Coupling for Electric Motor | 0 |  | 0
1536 |  |  |  | PRO-PF 30-PIPE | Flexible Hose | 0 |  | 0 | pc/s
1537 |  |  |  | AUX-PAR_1132 | Flexible Hose 10", Round Flange | 0 |  | 0 | pc/s | PRO-WH-RM1 | PROGEN | Aux Rack 2-B
1538 |  |  |  | AUX-PAR_1133 | Flexible Hose 24", Round Flange | 0 |  | 0 | pc/s | PRO-WH-RM1 | PROGEN | Aux Rack 2-B
1539 |  |  |  | AUX-PAR_1148 | Flexible Hose 3/4 | 0 |  | 0 | pc/s | PRO-WH-RM1 | PROGEN | Aux Rack 2-C
1540 |  |  |  | AUX-PAR_1130 | Flexible Hose, 10", Diamond Flange | 0 |  | 0 | pc/s | PRO-WH-RM1 | PROGEN | Aux Rack 2-B
1541 |  |  |  | AUX-PAR_1131 | Flexible Hose, 12", Square Flange | 0 |  | 0 | pc/s | PRO-WH-RM1 | PROGEN | Aux Rack 2-B
1542 |  |  |  | PRO-PF 136-110 | Flexible Pipe | 0 |  | 0 | pc/s
1543 |  |  |  | K 72135 | Flexible Rod, Complete for Cylinder Lubricating Pump Drive | 0 |  | 0
1544 |  |  |  | K 45001 | Flexible Rodding Complete | 0 |  | 0
1545 | Local |  |  | AUX-PAR_1042 | Float Switch, JWA-148C | 3 | 0 | 0 | pc/s | PRO-WH-RM1 | PROGEN | Aux Rack 1-C
1546 |  |  |  | PRO-PF 52-51 | Floating Pin | 0 |  | 0 | pc/s
1547 | Local |  |  | PRO-PF 142-153 | Flow Indicator | 11 | 0 | 0 | pc/s | PRO-WH-RM1 | PROGEN | Rack 5-C
1548 |  |  |  | ENG-PIE_1063 | Flywheel | 0 |  | 0 | pc/s
1549 |  |  |  | K 42112 | Flywheel Disc for Camshaft | 0 |  | 0
1550 |  |  |  | K 32001 | Flywheel for Crankshaft | 0 |  | 0
1551 |  |  |  | K 42204 | Flywheel Pulley for Servo Displacement Motor | 0 |  | 0
1552 |  |  |  | PRO-PF 181-55 | Fork | 0 |  | 0 | pc/s
1553 |  |  |  | PRO-PF 181-56 | Fork | 0 |  | 0 | pc/s
1554 |  |  |  | K 32345 | Forked Lever for Barring Engine | 0 |  | 0
1555 |  |  |  | K 45025 | Forked lever for governing linkage | 0 |  | 0
1556 |  |  |  | K 92109 | Frame for Instrument Panel | 0 |  | 0
1557 |  |  |  | AUX-PAR_1250 | Friction Pulley, SJ6-H31, PN-3015003 | 0 |  | 0 | pc/s | PRO-WH-RM1 | PROGEN | Rack 3-D
1558 |  |  |  | K 16281 | Front Casing, Damper-side | 0 |  | 0
1559 |  |  |  | K 16295 | Front Casing, Flywheel-side | 0 |  | 0
1560 |  |  |  | PRO-PF 50-404 | Front Cylinder Cover | 0 |  | 0 | pc/s
1561 |  |  |  | K 27253 | Fuel Branch for Fuel Pressure Line | 0 |  | 0
1562 |  |  |  | PRO-PF 24-209 | Fuel Cam (lower) | 0 |  | 0 | pc/s
1563 |  |  |  | PRO-PF 24-039 | Fuel Cam (lower) | 0 |  | 0 | pc/s
1564 | Local |  |  | PRO-PF 24-9 | Fuel Cam (lower) | 12 | 0 | 0 | pc/s | PRO-WH-RM1 | PROGEN | Rack 6-D
1565 |  |  |  | PRO-PF 24-038 | Fuel Cam (upper) | 0 |  | 0 | pc/s
1566 |  |  |  | PRO-PF 24-208 | Fuel Cam (upper) | 0 |  | 0 | pc/s
1567 | Local |  |  | PRO-PF 24-8 | Fuel Cam (upper) | 12 | 0 | 0 | pc/s | PRO-WH-RM1 | PROGEN | Rack 6-D
1568 |  |  |  | K 42150 | Fuel Cam for Camshaft | 0 |  | 0
1569 |  |  |  | K 87161 | Fuel Discharge Pipe | 0 |  | 0
1570 |  |  |  | PRO-PF 136-560 | Fuel Feed Pipe | 0 |  | 0 | pc/s
1571 |  |  |  | ENG-PIE_1104 | Fuel Header | 0 |  | 0
1572 |  |  |  | PF-136 Fuel Hose | Fuel Hose (Inlet) Complete Set | 0 |  | 0 | set/s
1573 |  |  |  | PF 136-Fuel Hose (outlet) | Fuel Hose (outlet) Complete Set | 0 |  | 0 | set/s
1574 | Local |  |  | PRO-PF 42-1 | Fuel Injection Pipe | 24 | 0 | 0 | pc/s | PRO-WH-RM1 | PROGEN | Rack 4-B
1575 |  |  |  | PRO-PF 30-Assy. | Fuel Injection Pump Assembly | 0 |  | 0 | assy/s
1576 |  |  |  | K 55000 | Fuel Injection Pump, Complete | 0 |  | 0
1577 |  |  |  | K 27200 | Fuel Injection Valve, Complete w/o flange | 0 |  | 0
1578 | Local |  |  | PRO-PF 16-Assy/R | Fuel Injector Assembly-Complete (Recondition) | 16 | 0 | 0 | pc/s | PRO-WH-RM1 | PROGEN | Valve Rack 2
1579 | Local |  |  | PRO-PF 16-Assy. (R) | Fuel Injector Assembly-Incomplete (Recon) | 2 | 0 | 0 | assy/s | PRO-WH-RM1 | PROGEN | Valve & Injector Rack
1580 |  |  |  | PRO-PF 136-470 | Fuel Injector Drain Pipe | 0 |  | 0 | pc/s
1581 |  |  |  | PRO-PF 136-630 | Fuel Injector Drain Pipe | 0 |  | 0 | pc/s
1582 |  |  |  | PRO-PF 136-390 | Fuel Oil Pipe (12V, L) | 0 |  | 0 | pc/s
1583 |  |  |  | PRO-PF 136-392 | Fuel Oil Pipe (12V, L) | 0 |  | 0 | pc/s
1584 |  |  |  | PRO-PF 136-391 | Fuel Oil Pipe (12V, R) | 0 |  | 0 | pc/s
1585 |  |  |  | PRO-PF 136-393 | Fuel Oil Pipe (12V, R) | 0 |  | 0 | pc/s
1586 |  |  |  | PRO-PF 136-492 | Fuel Oil Pipe (14V, L) | 0 |  | 0 | pc/s
1587 |  |  |  | PRO-PF 136-490 | Fuel Oil Pipe (14V, L) | 0 |  | 0 | pc/s
1588 |  |  |  | PRO-PF 136-493 | Fuel Oil Pipe (14V, R) | 0 |  | 0 | pc/s
1589 |  |  |  | PRO-PF 136-491 | Fuel Oil Pipe (14V, R) | 0 |  | 0 | pc/s
1590 |  |  |  | PRO-PF 136-590 | Fuel Oil Pipe (16V,L) | 0 |  | 0 | pc/s
1591 |  |  |  | PRO-PF 136-592 | Fuel Oil Pipe (16V,L) | 0 |  | 0 | pc/s
1592 |  |  |  | PRO-PF 136-591 | Fuel Oil Pipe (16V,R) | 0 |  | 0 | pc/s
1593 |  |  |  | PRO-PF 136-593 | Fuel Oil Pipe (16V,R) | 0 |  | 0 | pc/s
1594 |  |  |  | PRO-PF 136-691/693 | Fuel Oil Pipe (18V) | 0 |  | 0 | pc/s
1595 |  |  |  | PRO-PF 136-690/692 | Fuel Oil Pipe (18V) return | 0 |  | 0 | pc/s
1596 |  |  |  | PRO-PF 136-690 | Fuel Oil Pipe (18V,L) | 0 |  | 0 | pc/s
1597 |  |  |  | PRO-PF 136-692 | Fuel Oil Pipe (18V,L) | 0 |  | 0 | pc/s
1598 |  |  |  | PRO-PF 136-691 | Fuel Oil Pipe (18V,R) | 0 |  | 0 | pc/s
1599 |  |  |  | PRO-PF 136-693 | Fuel Oil Pipe (18V,R) | 0 |  | 0 | pc/s
1600 |  |  |  | K 27251 | Fuel Pressure Line | 0 |  | 0
1601 |  |  |  | K 87160 | Fuel Supply Pipe | 0 |  | 0
1602 |  |  |  | ENG-PIE_1100 | Fuel System | 0 |  | 0
1603 |  |  |  | K 74100 | Fuel Transfer Pump, Complete | 0 |  | 0
1604 | Local |  |  | ENG-PIE_1052 | Gas Inlet Casing | 1 | 0 | 0 | pc/s | WH - Extn | CENPRI | Warehouse Extension
1605 |  |  |  | VTR-400 | Gas Inlet Casing | 0 |  | 0 | pc/s
1606 |  |  |  | VTR-401-2N | Gas Outlet Casing ( For Fuji Pielstick Engine - Turbo Charger ) | 0 |  | 0 | pc/s
1607 |  |  |  | VTR-401-2P | Gas Outlet Casing ( For Zgoda Sulzer Engine - Turbo Charger ) | 0 |  | 0 | pc/s
1608 |  |  |  | VTR-5878 | Gasket | 0 |  | 0 | pc/s
1609 |  |  |  | PRO-PF 19-19 | Gasket | 0 |  | 0 | pc/s
1610 |  |  |  | PRO-PF 92-420 | Gasket | 0 |  | 0 | pc/s
1611 |  |  |  | PRO-PF 92-27 | Gasket | 0 |  | 0 | pc/s
1612 |  |  |  | PRO-PF 8-11 | Gasket | 0 |  | 0 | pc/s
1613 |  |  |  | PRO-PF 160-512 | Gasket | 0 |  | 0 | pc/s
1614 |  |  |  | PRO-PF 96-206 | Gasket | 0 |  | 0 | pc/s
1615 |  |  |  | PRO-PF 96-207 | Gasket | 0 |  | 0 | pc/s
1616 |  |  |  | PRO-PF 92-120 | Gasket | 0 |  | 0 | pc/s
1617 | Local |  |  | PRO-PF 92-520 | Gasket | 4 | 0 | 0 | pc/s | PRO-WH-RM1 | PROGEN
1618 |  |  |  | PRO-PF 65-72 | Gasket | 0 |  | 0 | pc/s
1619 |  |  |  | PRO-PF 92-20 | Gasket | 0 |  | 0 | pc/s
1620 |  |  |  | PRO-PF 30-60 | Gasket | 0 |  | 0 | pc/s
1621 |  |  |  | PRO-PF 92-220 | Gasket | 0 |  | 0 | pc/s
1622 |  |  |  | PRO-PF 92-320 | Gasket | 0 |  | 0 | pc/s
1623 |  |  |  | PRO-PF 19-18 | Gasket (Copper) | 0 |  | 0 | pc/s
1624 |  |  |  | PRO-PF 10-20 | Gasket (Copper) | 0 |  | 0 | pc/s
1625 | Local |  |  | PRO-PF 15-00 | Gasket (O-ring), 2.5mm x 9.5mm | 699 | 0 | 0 | pc/s | PRO-WH-RM1 | PROGEN | Oring Drawer 1
1626 |  |  |  | VTR-58 | Gasket PN 5878/46007 | 0 |  | 0 | pc/s
1627 | Local |  |  | AUX-PAR_1074 | Gasket, 1x36x48mm, PN-48012 | 2 | 0 | 0 | pc/s | PRO-WH-RM1 | PROGEN | Aux Rack 1-C Drawer 2.3
1628 |  |  |  | PRO-PF 16-00 | Gasket, 7.2 x 14 x 2.6 | 0 |  | 0 | pc/s
1629 |  |  |  | PRO-PF 75-18A | Gasket/Packing/Joint, 00684880110 | 0 |  | 0 | pc/s
1630 |  |  |  | PRO-PF 130-29 | Gate Valve | 0 |  | 0 | pc/s
1631 |  |  |  | VTR-583 | Gauge Glass | 0 |  | 0 | pc/s
1632 |  |  |  | VTR-583 | Gauge Glass | 0 |  | 0 | pc/s
1633 |  |  |  | PRO-PF 128-34B | Gauze Wire Plain Cloth | 0 |  | 0 | pc/s
1634 |  |  |  | PRO-PF 60-102 | Gear Box (no L.O Pump) | 0 |  | 0 | pc/s
1635 |  |  |  | PRO-PF 75-201 | Gear Box (right) | 0 |  | 0 | pc/s
1636 |  |  |  | PRO-PF 75-205 | Gear Box Cover (right) | 0 |  | 0 | pc/s
1637 |  |  |  | PRO-PF 60-2 | Gear Box/Gear Box (with L.O Pump) | 0 |  | 0 | pc/s
1638 |  |  |  | AUX-PAR_1252 | Gear Bush, SJ-6035003, 50Hz | 0 |  | 0 | pc/s | WH - Rm1 | PROGEN | Rack 3-D
1639 |  |  |  | AUX-PAR_1253 | Gear Bush, SJ8000, SJ8-H19 | 0 |  | 0 | pc/s | PRO-WH-RM1 | PROGEN | Rack 3-D
1640 |  |  |  | AUX-PAR_1175 | Gear Bushing | 0 |  | 0 | pc/s | PRO-WH-RM1 | PROGEN | Aux Rack 2-D
1641 |  |  |  | VTR-48 | Gear Oil Pump | 0 |  | 0 | pc/s
1642 |  |  |  | AUX-PAR_1243 | Gear Pump, 11mm x 121mm, Length-63mm , OD-65mm | 0 |  | 0 | pc/s | PRO-WH-RM1 | PROGEN | Rack 3-C
1643 |  |  |  | AUX-PAR_1242 | Gear Pump, 12mm x 144mm, length- 85mm, OD-65mm | 0 |  | 0 | pc/s | PRO-WH-RM1 | PROGEN | Rack 3-C
1644 |  |  |  | AUX-PAR_1244 | Gear Pump, 13mm x 239mm, Length-85mm, OD-65mm | 0 |  | 0 | pc/s | PRO-WH-RM1 | PROGEN | Rack 3-C
1645 |  |  |  | AUX-PAR_1256 | Gear Pump, SJ8000, A3031-8 | 0 |  | 0 | pc/s | PRO-WH-RM1 | PROGEN | Rack 3-D
1646 |  |  |  | K 73024 | Gear wheel for cooling water Pump | 0 |  | 0
1647 |  |  |  | K 31516 | Gear Wheel for Drive | 0 |  | 0
1648 |  |  |  | PRO-PF 75-26 | Gear Wheel For Final Shaft | 0 |  | 0 | pc/s
1649 |  |  |  | K 74126 | Gear Wheel for Fuel Transfer Pump | 0 |  | 0
1650 |  |  |  | K 51130 | Gear Wheel for Governor Drive ZVB 40 | 0 |  | 0
1651 |  |  |  | K 51131 | Gear wheel for governor drive ZVB 40 | 0 |  | 0
1652 |  |  |  | K 71030 | Gear Wheel for Oil Pump | 0 |  | 0
1653 |  |  |  | K 73124 | Gear Wheel for Raw Water Pump | 0 |  | 0
1654 |  |  |  | PRO-PF 162-103 | Gear Wheel Rim | 0 |  | 0 | pc/s
1655 |  |  |  | PRO-PF 160-102 | Gear Wheel Rim | 0 |  | 0 | pc/s
1656 |  |  |  | PRO-PF 75-22 | Gear Wheel Rim | 0 |  | 0 | pc/s
1657 |  |  |  | K 72106 | Geared Pump, Complete | 0 |  | 0
1658 |  |  |  | ENG-PIE_1086 | Generator Anchor Bolt | 0 |  | 0 | pc/s
1659 |  |  |  | ENG-PIE_1009 | Generator Bolt | 0 |  | 0 | pc/s | PRO-WH-RM1 | PROGEN | Rack 4-D
1660 |  |  |  | ENG-PIE_1062 | Generator Crankshaft Coupling Bolts & Nuts | 0 |  | 0 | pc/s
1661 |  |  |  | ENG-PIE_1085 | Generator Foundation Base Plate | 0 |  | 0 | pc/s
1662 | Local |  |  | CON-HOU_1003 | Gloves, Cotton | 0 | 11.45 | 0 | pair/s
1663 | Local |  |  | CON-HOU_1005 | Gloves, Cotton with Rubber | 3 | 32 | 0 | pair/s
1664 |  |  |  | PRO-PF 142-704 | Goose Neck | 0 |  | 0 | pc/s
1665 |  |  |  | K 45021 | Governing Shaft | 0 |  | 0
1666 |  |  |  | K 45022 | Governing Shaft | 0 |  | 0
1667 |  |  |  | K 45023 | Governing Shaft | 0 |  | 0
1668 |  |  |  | K 45024 | Governing Shaft | 0 |  | 0
1669 |  |  |  | ENG-PIE_1076 | Governor Drive Box | 0 |  | 0 | assy/s
1670 |  |  |  | K 51120 | Governor Drive, complete | 0 |  | 0
1671 |  |  |  | PRO-PF 60-11 | Governor Support | 0 |  | 0 | pc/s
1672 | Local |  |  | PRO PF-62 | Governor w/o Servo Motor | 7 | 0 | 0 | unit/s | PRO-WH-RM1 | PROGEN | Governor Box
1673 |  |  |  | PRO-PF 62R-Assy. | Governor, UG-40, Reconditioned | 0 |  | 0 | set/s
1674 |  |  |  | SZR-002 | GRAVINER Oil Mist Controller, Complete | 0 |  | 0
1675 |  |  |  | K 93100 | GRAVINER Oil Mist Controller, Complete | 0 |  | 0
1676 |  |  |  | AUX-PAR_1227 | Gravity Disc, 131mm, AL-108 | 0 |  | 0 | pc/s | PRO-WH-RM1 | PROGEN | Aux Rack 6-A
1677 |  |  |  | PRO-PF 102-201 | Grease Nipple | 0 |  | 0 | pc/s
1678 |  |  |  | PRO-PF 102-8B | Grease Nipple | 0 |  | 0 | pc/s
1679 |  |  |  | PRO-PF 50-76 | Grease Nipple | 0 |  | 0 | pc/s
1680 |  |  |  | K 55034 | Grooved packing for screw K 55021 | 0 |  | 0
1681 |  |  |  | K 34410 | Grooved Piston Ring For Operating Piston | 0 |  | 0
1682 |  |  |  | PRO-PF 20-404 | Guide | 0 |  | 0 | pc/s
1683 |  |  |  | PRO-PF 15-GA | Guide Adaptor | 0 |  | 0 | pc/s
1684 |  |  |  | K 47037 | Guide Bolt for Emergency Operating Arrangement | 0 |  | 0
1685 |  |  |  | K 81162 | Guide Bolt for Guide Element | 0 |  | 0
1686 |  |  |  | VTR-705 | Guide Bush | 0 |  | 0 | pc/s
1687 |  |  |  | K 43133 | Guide Flange for Starting-Air Sleeve Valve | 0 |  | 0
1688 |  |  |  | K 81163 | Guide for Element (Attachment Shaft) | 0 |  | 0
1689 |  |  |  | K 55013 | Guide for Piston For Fuel Injection Pump | 0 |  | 0
1690 |  |  |  | PRO-PF 30-21 | Guide for Plunger | 0 |  | 0 | pc/s
1691 |  |  |  | K 43514 | Guide for Valve Spindle K 43511 | 0 |  | 0
1692 |  |  |  | PRO-PF 19-3 | Guide Out | 0 |  | 0 | pc/s
1693 |  |  |  | K 27403 | Guide Piece for Starting Valve | 0 |  | 0
1694 |  |  |  | K 44102 | Guide Piston for Valve Drive | 0 |  | 0
1695 |  |  |  | K 45032 | Guide Ring for Governing Linkage | 0 |  | 0
1696 |  |  |  | K 72136 | Guide Rod for Flexible Rod K 72135 | 0 |  | 0
1697 |  |  |  | K 81161 | Guide Sleeve for Guide Element | 0 |  | 0
1698 |  |  |  | K 27203 | Guide Sleeve for Nozzle Holder | 0 |  | 0
1699 |  |  |  | PRO-PF 97-202 | Half Door | 0 |  | 0 | pc/s
1700 |  |  |  | PRO-PF 32-104 | Half Low Bearing | 0 |  | 0 | pc/s
1701 |  |  |  | PRO-PF 140-116B | Half Pipe Clip | 0 |  | 0 | pc/s
1702 |  |  |  | PRO-PF 50-95 | Half Spherical Piece (female) | 0 |  | 0 | pc/s
1703 |  |  |  | PRO-PF 50-96 | Half Spherical Piece (male) | 0 |  | 0 | pc/s
1704 |  |  |  | PRO-PF 125-121 | Half Stop Plate | 0 |  | 0 | pc/s
1705 |  |  |  | PRO-PF 32-102 | Half Top Bearing | 0 |  | 0 | pc/s
1706 |  |  |  | K 47043 | Hand Grip for Emergency Operating Arrangement | 0 |  | 0
1707 |  |  |  | K 16130 | Hand Grip for K 16100 and K 16120 | 0 |  | 0
1708 |  |  |  | K 16252 | Hand Grip for K 16241 | 0 |  | 0
1709 |  |  |  | K 74139 | Hand Pump Plunger for Fuel Transfer Pump | 0 |  | 0
1710 |  |  |  | PRO-PF 19-12 | Handle | 0 |  | 0 | pc/s
1711 |  |  |  | PRO-PF 22-105-2 | Handle | 0 |  | 0 | pc/s
1712 |  |  |  | PRO-PF 19-101-7 | Handle | 0 |  | 0 | pc/s
1713 |  |  |  | PRO-PF 22-105-9 | Handle | 0 |  | 0 | pc/s
1714 |  |  |  | K 27008 | Handle for Cover K 27007, PN 3446276122 | 0 |  | 0
1715 |  |  |  | PRO-PF 102-200 | Handle/Lever | 0 |  | 0 | pc/s
1716 |  |  |  | K 32404 | Handwheel for Electric Motor | 0 |  | 0
1717 |  |  |  | PRO-PF 22-2 | Head Cover | 0 |  | 0 | pc/s
1718 |  |  |  | PRO-PF 50-956 | Head Piece | 0 |  | 0 | pc/s
1719 |  |  |  | VTR-52424 | Head screw | 0 |  | 0 | pc/s
1720 |  |  |  | VTR-23052 | Head screw | 0 |  | 0 | pc/s
1721 |  |  |  | VTR-81105 | Head screw | 0 |  | 0 | pc/s
1722 |  |  |  | VTR-52111 | Head screw | 0 |  | 0 | pc/s
1723 |  |  |  | VTR-401 | Head screw M8 x 30 | 0 |  | 0 | pc/s
1724 |  |  |  | PRO-PF 75-60 | Headless Screw | 0 |  | 0 | pc/s
1725 |  |  |  | PRO-PF 148-31 | Heli-Coil | 0 |  | 0 | pc/s
1726 |  |  |  | PRO-PF 60-25 | Helical Pinion | 0 |  | 0 | pc/s
1727 |  |  |  | PRO-PF 125-302 | Helicoil-insert | 0 |  | 0 | pc/s
1728 |  |  |  | K 32379 | Hex. Oil-filling Eye For Barring Engine | 0 |  | 0
1729 |  |  |  | PRO-PF 32-116 | Hexagonal Head Socket Screw | 0 |  | 0 | pc/s
1730 |  |  |  | VTR-3514 | Hexagonal Headed Screw | 0 |  | 0 | pc/s
1731 |  |  |  | PRO-PF 125-48 | Hexagonal Socket Head Bolt | 0 |  | 0 | pc/s
1732 |  |  |  | PRO-PF 136-410 | Hexagonal Socket Head Screw | 0 |  | 0 | pc/s
1733 |  |  |  | PRO-PF 128-58 | Hexagonal Socket Head Screw | 0 |  | 0 | pc/s
1734 |  |  |  | PRO-PF 136-420 | Hexagonal Socket Head Screw | 0 |  | 0 | pc/s
1735 |  |  |  | PRO-PF 59-6A | Hexagonal Socket Head Screw | 0 |  | 0 | pc/s
1736 |  |  |  | PRO-PF 40-10 | Hexagonal Socket Head Screw | 0 |  | 0 | pc/s
1737 |  |  |  | PRO-PF 40-11 | Hexagonal Socket Head Screw | 0 |  | 0 | pc/s
1738 |  |  |  | PRO-PF 42-4 | Hexagonal Socket Head Screw | 0 |  | 0 | pc/s
1739 |  |  |  | PRO-PF 73-34 | Hexagonal Socket Head Screw | 0 |  | 0 | pc/s
1740 |  |  |  | PRO-PF 102-208 | Hexagonal Socket Head Screw | 0 |  | 0 | pc/s
1741 |  |  |  | PRO-PF 59-27A | Hexagonal Socket Head Screw | 0 |  | 0 | pc/s
1742 |  |  |  | PRO-PF 125-47 | Hexagonal Socket Head Screw | 0 |  | 0 | pc/s
1743 |  |  |  | PRO-PF 73-12 | Hexagonal Socket Head Screw | 0 |  | 0 | pc/s
1744 | Local |  |  | PRO-PF 142-280 | Hexagonal Socket Head Screw/ Socket Head Bolt, PF 142-280 | 20 | 0 | 0 | pc/s | PRO-WH-RM1 | PROGEN | Drawer 4.1 Side Wall
1745 |  |  |  | PRO-PF 32-24 | Hexagonal Socket Screw Head | 0 |  | 0 | pc/s
1746 |  |  |  | PRO-PF 20-312 | Hexagonal Socket Screw Head | 0 |  | 0 | pc/s
1747 | Local |  |  | PRO-PF 30-7 | Hexagonal Socket Screw Head, PF 30-7 | 115 | 0 | 0 | pc/s | PRO-WH-RM1 | PROGEN | Rack 2-B
1748 |  |  |  | AUX-PAR_1044 | High Heat Packing | 0 |  | 0 | mtr/s | PRO-WH-RM1 | PROGEN | Aux Rack 1-C
1749 |  |  |  | AUX-PAR_1045 | High Heat Packing. | 0 |  | 0 | mtr/s | PRO-WH-RM1 | PROGEN | Aux Rack 1-C
1750 |  |  |  | K 81264 | Hinge for Support K 81260 | 0 |  | 0
1751 |  |  |  | K 16150 | HOERBIGER-Safety Valve, Complete | 0 |  | 0
1752 |  |  |  | ENG-PIE_1051 | Hold Down Bolt | 0 |  | 0 | pc/s
1753 |  |  |  | K 47206 | Holder for Line Filter K 47207 | 0 |  | 0
1754 |  |  |  | VTR-34162 | Holder Spring 46/34162 | 0 |  | 0 | pc/s
1755 |  |  |  | PRO-PF 130-25 | Holding Plate | 0 |  | 0 | pc/s
1756 |  |  |  | PRO-PF 130-26 | Holding Plate | 0 |  | 0 | pc/s
1757 |  |  |  | PRO-PF 130-27 | Holding Plate | 0 |  | 0 | pc/s
1758 |  |  |  | PRO-PF 136-84 | Hollow Screw | 0 |  | 0 | pc/s
1759 |  |  |  | PRO-PF 136-85 | Hollow Screw | 0 |  | 0 | pc/s
1760 |  |  |  | PRO-PF 135-270B | Hollow Screw | 0 |  | 0 | pc/s
1761 |  |  |  | PRO-PF 135-91 | Hollow Screw | 0 |  | 0 | pc/s
1762 |  |  |  | PRO-PF 130-38A | Hollow Screw | 0 |  | 0 | pc/s
1763 |  |  |  | PRO-PF 140-53B | Hollow Screw | 0 |  | 0 | pc/s
1764 |  |  |  | PRO-PF 142-68 | Hollow Screw | 0 |  | 0 | pc/s
1765 |  |  |  | K 87166 | Hollow Screw for Fuel Pipe | 0 |  | 0
1766 |  |  |  | PRO-PF 134-119B | Hollow Setscrew | 0 |  | 0 | pc/s
1767 |  |  |  | PRO-PF 134-237 | Hollow Setscrew | 0 |  | 0 | pc/s
1768 |  |  |  | PRO-PF 134-118B | Hollow Setscrew | 0 |  | 0 | pc/s
1769 |  |  |  | PRO-PF 134-90B | Hollow Setscrew | 0 |  | 0 | pc/s
1770 |  |  |  | K 31510 | HOLSET Vibration Damper, Complete | 0 |  | 0
1771 |  |  |  | K 42203 | Hood for Displacement Servomotor | 0 |  | 0
1772 |  |  |  | AUX-PAR_1255 | Horizontal Shaft, SJ8-H31 | 0 |  | 0 | pc/s | PRO-WH-RM1 | PROGEN | Rack 3-D
1773 |  |  |  | AUX-PAR_1129 | Hose Clip 4", NO.56 | 0 |  | 0 | pc/s | PRO-WH-RM1 | PROGEN | Aux Rack 2-B
1774 |  |  |  | AUX-PAR_1135 | Hose Clip 50-70mm | 0 |  | 0 | pc/s | PRO-WH-RM1 | PROGEN | Aux Rack 2-B
1775 |  |  |  | AUX-PAR_1128 | Hose Clip, 2" | 0 |  | 0 | pc/s | PRO-WH-RM1 | PROGEN | Aux Rack 2-B
1776 |  |  |  | AUX-PAR_1134 | Hose Clip, 34-57mm, 28" | 0 |  | 0 | pc/s | PRO-WH-RM1 | PROGEN | Aux Rack 2-B
1777 |  |  |  | AUX-PAR_1125 | Hose Clip, 40-25x76mm | 0 |  | 0 | pc/s | PRO-WH-RM1 | PROGEN | Aux Rack 2-B
1778 |  |  |  | AUX-PAR_1124 | Hose Clip, 40-60 | 0 |  | 0 | pc/s | PRO-WH-RM1 | PROGEN | Aux Rack 2-B
1779 |  |  |  | AUX-PAR_1137 | Hose Clip, 65", S 1/2 ,40-64mm | 0 |  | 0 | pc/s | PRO-WH-RM1 | PROGEN | Aux Rack 2-B
1780 |  |  |  | AUX-PAR_1136 | Hose Clip, No.40, 3"- 1-1/2 , 76-38mm | 0 |  | 0 | pc/s | PRO-WH-RM1 | PROGEN | Aux Rack 2-B
1781 |  |  |  | K 67029 | Hose Sealing for the Air Branches | 0 |  | 0
1782 | Local |  |  | AUX-PAR_1026 | Hose, WSC-24/0018-6479-710 | 7 | 0 | 0 | pc/s | PRO-WH-RM1 | PROGEN | Aux Rack 1-B
1783 | Local |  |  | AUX-PAR_1025 | Hose, WSC-26 | 17 | 0 | 0 | pc/s | PRO-WH-RM1 | PROGEN | Aux Rack 1-A
1784 | Local |  |  | PF 25-Housing | Housing | 1 | 0 | 0 | pc/s | PRO-WH-RM1 | PROGEN | Rack 4-B
1785 |  |  |  | K 32315 | Housing Cover for Pinion Shaft | 0 |  | 0
1786 |  |  |  | K 43501 | Housing for Automatic Starting-air Stop Valve | 0 |  | 0
1787 |  |  |  | K 32301 | Housing for Barring Engine | 0 |  | 0
1788 |  |  |  | K 16001 | Housing for Crankcase Vent | 0 |  | 0
1789 |  |  |  | K 42201 | Housing for Displacement Servomotor | 0 |  | 0
1790 |  |  |  | K 47002 | Housing for Double Control Valve | 0 |  | 0
1791 |  |  |  | K 47021 | Housing for Emergency Operating Arrangement | 0 |  | 0
1792 |  |  |  | K 55001 | Housing for Fuel Injection Pump | 0 |  | 0
1793 |  |  |  | K 27263 | Housing for Fuel Pressure Line | 0 |  | 0
1794 |  |  |  | K 27259 | Housing for Fuel Pressure Line | 0 |  | 0
1795 |  |  |  | K 51122 | Housing for Governor Drive | 0 |  | 0
1796 |  |  |  | K 46101 | Housing for Overspeed Trip | 0 |  | 0
1797 |  |  |  | K 87086 | Housing for Pressure Regulating Valve | 0 |  | 0
1798 |  |  |  | K 43161 | Housing for Starting Device | 0 |  | 0
1799 |  |  |  | K 27402 | Housing for Starting Valve | 0 |  | 0
1800 |  |  |  | K 43101 | Housing for Starting-Air Sleeve Valve | 0 |  | 0
1801 |  |  |  | K 43538 | Housing for Throttle-type Non return Valve | 0 |  | 0
1802 |  |  |  | K 44101 | Housing for Valve Drive | 0 |  | 0
1803 |  |  |  | AUX-PAR_1237 | Hydraulic Motor, L.O. Maoti Filter | 0 |  | 0 | pc/s | PRO-WH-RM1 | PROGEN | Aux Rack 6-A
1804 |  |  |  | K 16034 | Immersion Tube for Crankcase Vent | 0 |  | 0
1805 |  |  |  | K 73006 | Impeller for Cooling Water Pump | 0 |  | 0
1806 |  |  |  | K 73106 | Impeller for Raw Water Pump, Fresh-water Resistant | 0 |  | 0
1807 |  |  |  | K 73107 | Impeller for Raw Water Pump, Sea-water Resistant | 0 |  | 0
1808 |  |  |  | K 49610 | Indicating Instrument for Remote Tachometer (in the control desk) | 0 |  | 0
1809 |  |  |  | K 92118 | Indicating Instrument for Tachometer (for Non-reversible Engines) | 0 |  | 0
1810 |  |  |  | K 92117 | Indicating Instrument for Tachometer (for Reversible Engines) | 0 |  | 0
1811 |  |  |  | K 49755 | Indicating Instrument for the Remote Load Indicator (in the control desk) | 0 |  | 0
1812 |  |  |  | PRO-PF-Indicator | Indicator Cock Assembly | 0 |  | 0 | pc/s
1813 |  |  |  | K 27751 | Indicator Valve | 0 |  | 0
1814 | Local |  |  | PRO-PF 19-6/7/10/11/13 | Indicator Valve Assembly | 5 | 0 | 0 | assy/s | PRO-WH-RM1 | PROGEN | Rack 3-B
1815 |  |  |  | K 27016 | Indicator Valve, Complete | 0 |  | 0
1816 |  |  |  | K 27750 | Indicator Valve, complete, PN 3446280303 | 0 |  | 0
1817 | Local |  |  | VTR-26-2N | Inducer | 3 | 0 | 0 | pc/s | PRO-WH-RM1 | PROGEN | Rack 8-A
1818 |  |  |  | VTR-26-2P | Inducer | 0 |  | 0 | pc/s
1819 |  |  |  | VTR-26000 | Inducer 26/26000 | 0 |  | 0 | pc/s
1820 | Local |  |  | PRO-PF 16-210 | Injector Body | 2 | 0 | 0 | pc/s | PRO-WH-RM1 | PROGEN | Rack 3-C
1821 |  |  |  | PRO-PF 16-160 | Injector Nozzle (0.60) | 0 |  | 0 | pc/s
1822 |  |  |  | PRO-PF 16-165 | Injector Nozzle (0.65) | 0 |  | 0 | pc/s
1823 | Local |  |  | CON-OFF_1007 | Ink Refill for Permanent Marker, Black | 0 | 72 | 0 | pc/s
1824 | Local |  |  | PRO-PF 24-1 | Inlet Cam | 4 | 0 | 0 | pc/s | PRO-WH-RM1 | PROGEN | Rack 6-D
1825 |  |  |  | PRO-PF 54-3 | Inlet Flange | 0 |  | 0 | pc/s
1826 |  |  |  | PRO-PF 140-211 | Inlet Pipe | 0 |  | 0 | pc/s
1827 |  |  |  | PRO-PF 140-111 | Inlet Pipe | 0 |  | 0 | pc/s
1828 |  |  |  | AUX-PAR_1204 | Inlet Pipe SJ-B6 | 0 |  | 0 | pc/s | PRO-WH-RM1 | PROGEN | Rack 3-B
1829 |  |  |  | PRO-PF 130-2C | Inlet Pipe to T.B | 0 |  | 0 | pc/s
1830 |  |  |  | PRO-PF 130-1D | Inlet Pipe to T.B | 0 |  | 0 | pc/s
1831 |  |  |  | PRO-PF 134-374B | Inlet Pipe to Timing Gear | 0 |  | 0 | pc/s
1832 | Local |  |  | PRO-PF 20-958 | Inlet Rocker Arm | 11 | 0 | 0 | pc/s | PRO-WH-RM1 | PROGEN | Rack 6-C
1833 | Local |  |  | PRO-PF 20-961 | Inlet Rocker Arm | 35 | 0 | 0 | pc/s | PRO-WH-RM1 | PROGEN | Rack 6-C
1834 | Local |  |  | PRO-PF 20-942 | Inlet Rocker Shaft | 27 | 0 | 0 | pc/s | WH - Rm1 | PROGEN | Rack 3-D
1835 | Local |  |  | PRO-PF 15-901 | Inlet Valve | 34 | 0 | 0 | pc/s | PRO-WH-RM1 | PROGEN | Valve Rack 1
1836 |  |  |  | PRO-PF 15-1 | Inlet Valve | 0 |  | 0 | pc/s
1837 |  |  |  | PRO-PF 15-901 (B) | Inlet Valve (Recon) | 0 |  | 0 | pc/s | PRO-WH-RM1 | PROGEN | Valve Rack 2
1838 | Local |  |  | PRO-PF 15-104 | Inlet Valve Guide | 2 | 0 | 0 | pc/s | PRO-WH-RM1 | PROGEN | Side Wall Rack
1839 | Local |  |  | PRO-PF 15-204 | Inlet Valve Guide, PF 15-204 | 3 | 0 | 0 | pc/s | PRO-WH-RM1 | PROGEN | Rack 2-A
1840 |  |  |  | PRO-PF 20-342 | Inlet Valve Rocker Arm Shaft | 0 |  | 0 | pc/s
1841 |  |  |  | PRO-PF 20-158 | Inlet Valve Rocker Arm, left | 0 |  | 0 | pc/s
1842 |  |  |  | PRO-PF 20-161 | Inlet Valve Rocker Arm, right | 0 |  | 0
1843 |  |  |  | PRO-PF 15-401 | Inlet Valve Spindle | 0 |  | 0 | pc/s
1844 |  |  |  | K 27500 | Inlet Valve, complete | 0 |  | 0
1845 |  |  |  | PRO-PF 130-3B | Inlet Water Branch Pipe | 0 |  | 0 | pc/s
1846 |  |  |  | AUX-PAR_1240 | Inner Bearing Receiver | 0 |  | 0 | pc/s | PRO-WH-RM1 | PROGEN | Rack 3-C
1847 | Local |  |  | PRO-PF 102-42 | Inner Spring | 25 | 0 | 0 | pc/s | PRO-WH-RM1 | PROGEN | Drawer 6.1 Side Wall
1848 |  |  |  | PRO-PF 50-30 | Inner Spring | 0 |  | 0 | pc/s
1849 |  |  |  | K 27505 | Inner Valve Spring for the Inlet and Exhaust Valve, PN 3446276183 | 0 |  | 0
1850 |  |  |  | K 46356 | Inscription Plate for Control Element Box | 0 |  | 0
1851 |  |  |  | K 46357 | Inscription Plate for Control Element Box | 0 |  | 0
1852 |  |  |  | K 46359 | Inscription Plate for Control Element Box | 0 |  | 0
1853 |  |  |  | K 46360 | Inscription Plate for Control Element Box | 0 |  | 0
1854 |  |  |  | K 47039 | Inscription Plate for Emergency Operating Arrangement | 0 |  | 0
1855 |  |  |  | K 47045 | Inscription Plate for Emergency Operating Arrangement | 0 |  | 0
1856 |  |  |  | K 92124 | Inscription Plate for Instrument Panel | 0 |  | 0
1857 |  |  |  | K 92126 | Inscription Plate for Instrument Panel | 0 |  | 0
1858 |  |  |  | K 92121 | Inscription Plate for Instrument Panel | 0 |  | 0
1859 |  |  |  | K 92122 | Inscription Plate for Instrument Panel | 0 |  | 0
1860 |  |  |  | K 92123 | Inscription Plate for Instrument Panel | 0 |  | 0
1861 |  |  |  | K 49739 | Inscription Plate for Remote Load Indicator | 0 |  | 0
1862 |  |  |  | K 47181 | Inscription Plate for Valve Plate | 0 |  | 0
1863 |  |  |  | K 27107 | Insert Bush for Fuel Injection Valve | 0 |  | 0 | pc/s
1864 |  |  |  | K 32372 | Insertion-type Feather Spline for Pinion Shaft K 32324 | 0 |  | 0
1865 |  |  |  | K 46205 | Insertion-Type Feather Spline for Shaft K 46166 | 0 |  | 0
1866 |  |  |  | PRO-PF 22-105-1 | Inspection Cover | 0 |  | 0 | pc/s
1867 |  |  |  | PRO-PF 35-1 | Inspection Door | 0 |  | 0 | pc/s
1868 |  |  |  | PRO-PF 35-Assy. | Inspection Door Assembly | 0 |  | 0 | assy/s
1869 |  |  |  | PRO-PF 97-49 | Inspection Hole Cover | 0 |  | 0 | pc/s
1870 |  |  |  | PRO-PF 97-50 | Inspection Hole Flange | 0 |  | 0 | pc/s
1871 |  |  |  | PRO-PF 97-48 | Inspection Hole Packing | 0 |  | 0 | pc/s
1872 |  |  |  | K 92100 | Instrument Panel, Attachment | 0 |  | 0
1873 |  |  |  | K 92101 | Instrument Panel, Complete | 0 |  | 0
1874 |  |  |  | K 92102 | Instrument Plate for Instrument Panel | 0 |  | 0
1875 |  |  |  | PRO-PF 136-118 | Insulation | 0 |  | 0 | pc/s
1876 |  |  |  | K 81197 | Insulation for Exhaust Piping | 0 |  | 0
1877 | Local |  |  | PRO-PF 10-Seat-A | Intake Valve Seat Ring (A), PF 10-Seat A | 22 | 0 | 0 | pc/s | PRO-WH-RM1 | PROGEN | Rack 2-D
1878 | Local |  |  | PRO-PF 10-Seat-B | Intake Valve Seat Ring (B), PF 10 Seat B | 73 | 0 | 0 | pc/s | PRO-WH-RM1 | PROGEN | Rack 2-D
1879 | Local |  |  | AUX-PAR_1049 | Interconnecting Cable, 15 deg. C | 1 | 0 | 0 | set/s | PRO-WH-RM1 | PROGEN | Aux Rack 1-C
1880 |  |  |  | PRO-PF 75-33 | Intermediate Gear | 0 |  | 0 | pc/s
1881 |  |  |  | PRO-PF 52-4 | Intermediate Gear | 0 |  | 0 | pc/s
1882 |  |  |  | PRO-PF 75-32 | Intermediate Gear Shaft | 0 |  | 0 | pc/s
1883 |  |  |  | PRO-PF 215-2 | Intermediate Piece | 0 |  | 0 | pc/s
1884 |  |  |  | PRO-PF 52-7 | Intermediate Pinion | 0 |  | 0 | pc/s
1885 |  |  |  | PRO-PF 136-30 | Intermediate Pipe | 0 |  | 0 | pc/s
1886 | Local |  |  | PRO-PF 215-3A | Intermediate Ring | 10 | 0 | 0 | pc/s | PRO-WH-RM1 | PROGEN | Rack 1-A
1887 |  |  |  | PRO-PF 52-8 | Intermediate Shaft | 0 |  | 0 | pc/s
1888 |  |  |  | PRO-PF 52-10 | Intermediate Shaft | 0 |  | 0 | pc/s
1889 |  |  |  | K 46142 | Intermediate Wheel for Overspeed Trip | 0 |  | 0
1890 |  |  |  | K 46146 | Intermediate Wheel Support for Overspeed Trip | 0 |  | 0
1891 |  |  |  | PRO-PF 215-1B | Internal Body | 0 |  | 0 | pc/s
1892 | Local |  |  | PRO-PF 82-2 | Jack Bolt | 1 | 0 | 0 | pc/s | PRO-WH-RM1 | PROGEN | Rack 4-B
1893 | Local |  |  | PRO-PF 1-8/9/12/13 | Jack Bolt Assembly (New), PF 1-8/9/12/13 | 8 | 0 | 0 | set/s | PRO-WH-RM1 | PROGEN | Rack 2-B
1894 | Local |  |  | PRO-PF 1-Jackbolt Assy. | Jack Bolt Assembly (Old) | 2 | 0 | 0 | assy/s | PRO-WH-RM1 | PROGEN | Rack 2-B
1895 | Local |  |  | PRO-PF 1-Jackbolt Assy. | Jack Bolt Assembly (Pulled Out) | 1 | 0 | 0 | assy/s | PRO-WH-RM1 | PROGEN | Side Wall Rack
1896 | Local |  |  | PRO-PF 1-9 | Jack Bolt, PF 1-9 | 1 | 0 | 0 | pc/s | PRO-WH-RM1 | PROGEN | Rack 2-B
1897 |  |  |  | ENG-PIE_1106 | Jacket Return Pipe | 0 |  | 0 | pc/s
1898 |  |  |  | ENG-PIE_1109 | Jacket Water Cooler | 0 |  | 0 | unit/s
1899 |  |  |  | PRO-PF 130-Bellows (big) | Jacket Water Pipe Bellows (big) | 0 |  | 0 | pc/s
1900 |  |  |  | PRO-PF 128-16 | Jet | 0 |  | 0 | pc/s
1901 |  |  |  | PRO-PF 148-25 | Joint | 0 |  | 0 | pc/s
1902 |  |  |  | PRO-PF 134-402 | Joint | 0 |  | 0 | pc/s
1903 |  |  |  | PRO-PF 140-31 | Joint | 0 |  | 0 | pc/s
1904 |  |  |  | PRO-PF 130-2B | Joint | 0 |  | 0 | pc/s
1905 |  |  |  | PRO-PF 142-74 | Joint | 0 |  | 0 | pc/s
1906 |  |  |  | PRO-PF 68-110 | Joint | 0 |  | 0 | pc/s
1907 |  |  |  | PRO-PF 134-2B | Joint | 0 |  | 0 | pc/s
1908 |  |  |  | PRO-PF 140-32 | Joint | 0 |  | 0 | pc/s
1909 |  |  |  | PRO-PF 136-729 | Joint | 0 |  | 0 | pc/s
1910 |  |  |  | PRO-PF 140-33 | Joint | 0 |  | 0 | pc/s
1911 |  |  |  | PRO-PF 147-18 | Joint | 0 |  | 0 | pc/s
1912 |  |  |  | PRO-PF 128-34C | Joint | 0 |  | 0 | pc/s
1913 |  |  |  | PRO-PF 136-87 | Joint | 0 |  | 0 | pc/s
1914 |  |  |  | PRO-PF 130-12A | Joint | 0 |  | 0 | pc/s
1915 |  |  |  | PRO-PF 180-43 | Joint | 0 |  | 0 | pc/s
1916 |  |  |  | PRO-PF 130-102 | Joint | 0 |  | 0 | pc/s
1917 |  |  |  | PRO-PF 136-88 | Joint | 0 |  | 0 | pc/s
1918 |  |  |  | PRO-PF 92-4 | Joint | 0 |  | 0 | pc/s
1919 |  |  |  | PRO-PF 148-224 | Joint | 0 |  | 0 | pc/s
1920 |  |  |  | PRO-PF 176-7 | Joint | 0 |  | 0 | pc/s
1921 |  |  |  | PRO-PF 136-89 | Joint | 0 |  | 0 | pc/s
1922 |  |  |  | PRO-PF 176-8 | Joint | 0 |  | 0 | pc/s
1923 |  |  |  | PRO-PF 162-83 | Joint | 0 |  | 0 | pc/s
1924 |  |  |  | PRO-PF 136-90 | Joint | 0 |  | 0 | pc/s
1925 |  |  |  | PRO-PF 162-516 | Joint | 0 |  | 0 | pc/s
1926 |  |  |  | PRO-PF 134-166B | Joint | 0 |  | 0 | pc/s
1927 |  |  |  | PRO-PF 147-12 | Joint | 0 |  | 0 | pc/s
1928 |  |  |  | PRO-PF 162-518 | Joint | 0 |  | 0 | pc/s
1929 |  |  |  | PRO-PF 97-535 | Joint | 0 |  | 0 | pc/s
1930 |  |  |  | PRO-PF 96-18 | Joint | 0 |  | 0 | pc/s
1931 |  |  |  | PRO-PF 125-1B | Joint | 0 |  | 0 | pc/s
1932 |  |  |  | PRO-PF 147-13 | Joint | 0 |  | 0 | pc/s
1933 |  |  |  | PRO-PF 97-282 | Joint | 0 |  | 0 | pc/s
1934 |  |  |  | PRO-PF 148-34 | Joint | 0 |  | 0 | pc/s
1935 |  |  |  | PRO-PF 180-48 | Joint | 0 |  | 0 | pc/s
1936 |  |  |  | PRO-PF 125-303 | Joint | 0 |  | 0 | pc/s
1937 |  |  |  | PRO-PF 148-35 | Joint | 0 |  | 0 | pc/s
1938 |  |  |  | PRO-PF 130-17 | Joint | 0 |  | 0 | pc/s
1939 |  |  |  | PRO-PF 140-134 | Joint | 0 |  | 0 | pc/s
1940 |  |  |  | PRO-PF 128-33C | Joint | 0 |  | 0 | pc/s
1941 |  |  |  | PRO-PF 140-30 | Joint | 0 |  | 0 | pc/s
1942 |  |  |  | PRO-PF 30-41 | Joint (Niigata), PN 312533240 | 0 |  | 0 | pc/s
1943 |  |  |  | PRO-PF 128-55 | Joint Cylinder Head Outlet, PN 312362200 | 0 |  | 0
1944 |  |  |  | K 46216 | Joint for blind flange K 46215 | 0 |  | 0
1945 |  |  |  | PRO-PF 40-504 | Joint for Cooling Water Piping, PN 312592202, Packing | 0 |  | 0 | pc/s
1946 |  |  |  | K 16507 | Joint for Cover K 16505 | 0 |  | 0
1947 |  |  |  | K 16046 | Joint for Crankcase Vent | 0 |  | 0
1948 |  |  |  | K 16047 | Joint for Crankcase Vent | 0 |  | 0
1949 |  |  |  | K 70002 | Joint for Flange K 70001 | 0 |  | 0
1950 |  |  |  | K 70021 | Joint for Flange K 70020 | 0 |  | 0
1951 |  |  |  | K 71045 | Joint for Flange K 71044 | 0 |  | 0
1952 |  |  |  | PRO-PF 40-17 | Joint Niigata, PN E-41823220 | 0 |  | 0 | pc/s
1953 |  |  |  | PRO-PF 136-92 | Joint on Pump | 0 |  | 0 | pc/s
1954 |  |  |  | PRO-PF 134-354 | Joint Piece | 0 |  | 0 | pc/s
1955 |  |  |  | K 55044 | Joint Ring | 0 |  | 0
1956 |  |  |  | PRO-PF 148-26 | Joint Ring | 0 |  | 0 | pc/s
1957 |  |  |  | PRO-PF 148-27 | Joint Ring | 0 |  | 0 | pc/s
1958 | Local |  |  | PRO-PF 22-127 | Joint Ring | 5 | 0 | 0 | pc/s | PRO-WH-RM1 | PROGEN | Oring Drawer 3
1959 |  |  |  | PRO-PF 136-65 | Joint Ring | 0 |  | 0 | pc/s
1960 |  |  |  | PRO-PF 140-135 | Joint Ring | 0 |  | 0 | pc/s
1961 |  |  |  | K 27761 | Joint Ring for Distance Piece K 27753 | 0 |  | 0
1962 |  |  |  | K 43535 | Joint Ring for K 43534 | 0 |  | 0
1963 |  |  |  | K 55033 | Joint Ring for retaining screws K 55022 and K 55038 | 0 |  | 0
1964 |  |  |  | K 43532 | Joint Ring for Screw Plug K 43530 | 0 |  | 0
1965 |  |  |  | K 43533 | Joint Ring for Screw Plug K 43531 | 0 |  | 0
1966 |  |  |  | K 43545 | Joint Ring for Screw Plug K 43544 | 0 |  | 0
1967 |  |  |  | K 81259 | Joint Ring for Screw Plug K 81258 | 0 |  | 0
1968 |  |  |  | K 92147 | Joint Ring for SERTO Manometer Screw Connections | 0 |  | 0
1969 |  |  |  | K 92030 | Joint Ring for Thermometer | 0 |  | 0
1970 |  |  |  | K 27762 | Joint Ring for Transition Piece | 0 |  | 0
1971 |  |  |  | PRO-PF 40-519 | Joint ring Niigata, 100mm x 8mm, PN312596000 | 0 |  | 0 | pc/s
1972 |  |  |  | PRO-PF 1-115 | Joint Ring, Large, JIS P-80 (P/N A6010080) | 0 |  | 0 | pc/s
1973 |  |  |  | PRO-PF 1-114 | Joint Ring, Small, JIS P-28 (P/N A60100280) | 0 |  | 0 | pc/s
1974 | Local |  |  | PRO-PF 97-7A | Joint, PN 377880590 ( NIIGATA )/ Cover Plate for 8-10V | 29 | 0 | 0 | pc/s | PRO-WH-RM1 | PROGEN | Rack 5-C
1975 |  |  |  | PRO-PF 59-33A | Joint, PN E-41419200 | 0 |  | 0 | pc/s
1976 |  |  |  | K 41141 | Journal Pin for Camshaft Drive | 0 |  | 0
1977 |  |  |  | K 41140 | Journal Pins | 0 |  | 0
1978 |  |  |  | PRO-PF 54-52 | Junction | 0 |  | 0 | pc/s
1979 |  |  |  | PRO-PF 62-12 | Junction | 0 |  | 0 | pc/s
1980 |  |  |  | PRO-PF 135-381 | Junction Feed Pipe | 0 |  | 0 | pc/s
1981 |  |  |  | PRO-PF 134-32 | Junction Pipe | 0 |  | 0 | pc/s
1982 |  |  |  | PRO-PF 136-730 | Junction Pipe | 0 |  | 0 | pc/s
1983 |  |  |  | PRO-PF 128-29B | Junction Pipe | 0 |  | 0 | pc/s
1984 |  |  |  | PRO-PF 136-731 | Junction Pipe | 0 |  | 0 | pc/s
1985 |  |  |  | PRO-PF 130-3C | Junction Pipe | 0 |  | 0 | pc/s
1986 |  |  |  | PRO-PF 142-128 | Junction Pipe | 0 |  | 0 | pc/s
1987 |  |  |  | PRO-PF 148-20 | Junction Pipe | 0 |  | 0 | pc/s
1988 |  |  |  | PRO-PF 148-22 | Junction Pipe | 0 |  | 0 | pc/s
1989 |  |  |  | PRO-PF 136-721 | Junction Pipe | 0 |  | 0 | pc/s
1990 |  |  |  | PRO-PF 128-26B | Junction Pipe | 0 |  | 0 | pc/s
1991 |  |  |  | PRO-PF 134-834 | Junction Pipe | 0 |  | 0 | pc/s
1992 |  |  |  | PRO-PF 136-722 | Junction Pipe | 0 |  | 0 | pc/s
1993 |  |  |  | PRO-PF 135-570 | Junction Pipe | 0 |  | 0 | pc/s
1994 |  |  |  | PRO-PF 135-572 | Junction Pipe | 0 |  | 0 | pc/s
1995 |  |  |  | PRO-PF 75-77 | Key | 0 |  | 0 | pc/s
1996 |  |  |  | PRO-PF 75-3B | Key | 0 |  | 0 | pc/s
1997 |  |  |  | PRO-PF 75-78 | Key | 0 |  | 0 | pc/s
1998 |  |  |  | PRO-PF 102-202 | Key | 0 |  | 0 | pc/s
1999 |  |  |  | PRO-PF 60-27 | Key | 0 |  | 0 | pc/s
2000 |  |  |  | PRO-PF 59-10A | Key | 0 |  | 0 | pc/s
2001 |  |  |  | PRO-PF 95-4 | Key | 0 |  | 0 | pc/s
2002 |  |  |  | PRO-PF 95-5 | Key | 0 |  | 0 | pc/s
2003 |  |  |  | PRO-PF 95-11 | Key | 0 |  | 0 | pc/s
2004 |  |  |  | PRO-PF 95-27 | Key | 0 |  | 0 | pc/s
2005 |  |  |  | PRO-PF 75-76 | Key | 0 |  | 0 | pc/s
2006 |  |  |  | PRO-PF 162-506 | Key | 0 |  | 0 | pc/s
2007 |  |  |  | AUX-PAR_1264 | Key 222L, Mitsubishi Oil Purifier SJ-6000, 219mm (length), 107297.66, PN 6081029, SJ6-B17 | 0 |  | 0 | pc/s | PRO-WH-RM1 | PROGEN | Aux Rack 6-B, Drawer 2A
2008 |  |  |  | AUX-PAR_1269 | Key, SJ8-H18 | 0 |  | 0 | pc/s | PRO-WH-RM1 | PROGEN | Aux Rack 6-B, Drawer 2A
2009 |  |  |  | K 32378 | Knob for Arrestor Pin K 32356 | 0 |  | 0
2010 |  |  |  | PRO-PF 75-85 | Knob for Engaging Handle | 0 |  | 0 | pc/s
2011 |  |  |  | PRO-PF 134-120A | L. O Pipe | 0 |  | 0 | pc/s
2012 |  |  |  | PRO-PF 134-125 | L. O Pipe | 0 |  | 0 | pc/s
2013 |  |  |  | PRO-PF 134-581 | L.O Main Pipe | 0 |  | 0 | pc/s
2014 |  |  |  | PRO-PF 134-403A | L.O Pipe | 0 |  | 0 | pc/s
2015 |  |  |  | PRO-PF 75-4A | L.O Pipe | 0 |  | 0 | pc/s
2016 |  |  |  | PRO-PF 75-1A | L.O Pipe | 0 |  | 0 | pc/s
2017 |  |  |  | PRO-PF 75-5B | L.O Pipe | 0 |  | 0 | pc/s
2018 |  |  |  | PRO-PF 134-374A | L.O Pipe | 0 |  | 0 | pc/s
2019 |  |  |  | PRO-PF 134-51A | L.O Pipe | 0 |  | 0 | pc/s
2020 |  |  |  | PRO-PF 75-2B | L.O Pipe | 0 |  | 0 | pc/s
2021 |  |  |  | PRO-PF 134-55 | L.O Pipe | 0 |  | 0 | pc/s
2022 |  |  |  | PRO-PF 75-3A | L.O Pipe | 0 |  | 0 | pc/s
2023 |  |  |  | PRO-PF 128-226 | Lagging | 0 |  | 0 | pc/s
2024 |  |  |  | PRO-PF 128-59B | Lagging | 0 |  | 0 | pc/s
2025 |  |  |  | PRO-PF 128-326 | Lagging | 0 |  | 0 | pc/s
2026 |  |  |  | PRO-PF 128-632B | Lagging | 0 |  | 0 | pc/s
2027 |  |  |  | PRO-PF 128-26A | Lagging | 0 |  | 0 | pc/s
2028 |  |  |  | PRO-PF 128-145 | Lagging | 0 |  | 0 | pc/s
2029 |  |  |  | PRO-PF 129-13 | Lagging Cover | 0 |  | 0 | pc/s
2030 |  |  |  | PRO-PF 129-14 | Lagging Cover | 0 |  | 0 | pc/s
2031 |  |  |  | PRO-PF 129-15 | Lagging Cover | 0 |  | 0 | pc/s
2032 |  |  |  | K 92141 | Lamp Mounting for the Instrumentation Panel | 0 |  | 0
2033 | Local |  |  | PRO-PF 8-RNG1 | Landing Ring, 1mm | 16 | 0 | 0 | pc/s | PRO-WH-RM1 | PROGEN | Rack 6-C
2034 | Local |  |  | PRO-PF 8-RNG2 | Landing Ring, 2mm | 41 | 0 | 0 | pc/s | PRO-WH-RM1 | PROGEN | Rack 6-C
2035 | Local |  |  | PRO-PF 8-RNG3 | Landing Ring, 3mm | 20 | 0 | 0 | pc/s | PRO-WH-RM1 | PROGEN | Rack 6-C
2036 | Local |  |  | PRO-PF 8-RNG4 | Landing Ring, 4mm | 63 | 0 | 0 | pc/s | PRO-WH-RM1 | PROGEN | Rack 6-C
2037 | Local |  |  | PRO-PF 8-RNG5 | Landing Ring, 5mm | 55 | 0 | 0 | pc/s | PRO-WH-RM1 | PROGEN | Rack 6-B
2038 | Local |  |  | PRO-PF 8-RNG6 | Landing Ring, 6mm | 5 | 0 | 0 | pc/s | PRO-WH-RM1 | PROGEN | Rack 6-B
2039 |  |  |  | K 42611 | Lapped Bearing Ring Halves for Camshaft Lapped Bearing | 0 |  | 0
2040 |  |  |  | K 41100 | Large Intermediate Wheel for Camshaft Drive | 0 |  | 0
2041 | Local |  |  | ENG-PIE_1010 | Laydown Bolt | 7 | 0 | 0 | pc/s | PRO-WH-RM1 | PROGEN | Rack 2-D
2042 |  |  |  | PRO-PF 62-24 | Lead Packing | 0 |  | 0 | pc/s
2043 | Local |  |  | ENG-PIE_1113 | Leaf Seal for Shell Bearing | 2.05 | 0 | 0 | mtr/s | PRO-WH-RM1 | PROGEN | O-ring Box #3
2044 |  |  |  | K 70006 | Leak Pipe for Fuel Transfer Pump K 74100 | 0 |  | 0
2045 |  |  |  | K 70005 | Leak Pipe for Pumps K 73000, K 73100 and K 73200 | 0 |  | 0
2046 |  |  |  | PRO-PF 136-68 | Leakage Controller | 0 |  | 0 | pc/s
2047 |  |  |  | PRO-PF 96-402 | Left Bearing | 0 |  | 0 | pc/s
2048 |  |  |  | PRO-PF 134-120B | Left Bearing Lubricating | 0 |  | 0 | pc/s
2049 |  |  |  | PRO-PF 134-132 | Left Filter Inlet Pipe | 0 |  | 0 | pc/s
2050 |  |  |  | PRO-PF 134-141 | Left Filter Outlet | 0 |  | 0 | pc/s
2051 |  |  |  | PRO-PF 50-361 | Left Hand Pipe | 0 |  | 0 | pc/s
2052 |  |  |  | PRO-PF 50-861 | Left Hand Pipe | 0 |  | 0 | pc/s
2053 |  |  |  | PRO-PF 50-461 | Left Hand Pipe | 0 |  | 0 | pc/s
2054 |  |  |  | PRO-PF 134-691 | Left Intermediate Lubricating | 0 |  | 0 | pc/s
2055 |  |  |  | PRO-PF 97-331 | Left Lower Joint | 0 |  | 0 | pc/s
2056 |  |  |  | PRO-PF 97-231 | Left Lower Joint | 0 |  | 0 | pc/s
2057 |  |  |  | PRO-PF 97-531 | Left Lower Joint | 0 |  | 0 | pc/s
2058 |  |  |  | PRO-PF 97-131 | Left Lower Joint | 0 |  | 0 | pc/s
2059 |  |  |  | PRO-PF 97-329 | Left Upper Joint | 0 |  | 0 | pc/s
2060 |  |  |  | PRO-PF 97-229 | Left Upper Joint | 0 |  | 0 | pc/s
2061 |  |  |  | PRO-PF 97-529 | Left Upper Joint | 0 |  | 0 | pc/s
2062 |  |  |  | PRO-PF 97-129 | Left Upper Joint | 0 |  | 0 | pc/s
2063 |  |  |  | PRO-PF 97-429 | Left Upper Joint | 0 |  | 0 | pc/s
2064 |  |  |  | PRO-PF 97-402 | Left Upper Joint, PN 112249241 ( NIIGATA ) | 0 |  | 0 | pc/s
2065 |  |  |  | PRO-PF 97-404 | Left Upper Joint, PN 112250241 ( NIIGATA ) | 0 |  | 0 | pc/s
2066 |  |  |  | PRO-PF 97-401 | Left Upper Joint, PN 112250341 ( NIIGATA ) | 0 |  | 0 | pc/s
2067 |  |  |  | PRO-PF 97-403 | Left Upper Lower | 0 |  | 0 | pc/s
2068 |  |  |  | _1020 | Left-hand Camshaft - Damper Side | 0 |  | 0
2069 |  |  |  | K 42102 | Left-hand Camshaft - Damper Side | 0 |  | 0
2070 |  |  |  | K 42101 | Left-hand Camshaft - Flywheel Side | 0 |  | 0
2071 |  |  |  | PRO-PF 181-51 | Left-hand Front Support | 0 |  | 0 | pc/s
2072 |  |  |  | PRO-PF 181-53 | Left-hand Rear Support | 0 |  | 0 | pc/s
2073 |  |  |  | K 12041 | Left-hand Thrust Bearing Wall Support | 0 |  | 0
2074 |  |  |  | PRO-PF 142-57 | Lengthening Plate | 0 |  | 0 | pc/s
2075 |  |  |  | PRO-PF 142-58 | Lengthening Plate | 0 |  | 0 | pc/s
2076 |  |  |  | PRO-PF 50-454 | Level Gauge | 0 |  | 0 | pc/s
2077 |  |  |  | ENG-PIE_1069 | Leveling Bolts | 0 |  | 0 | pc/s
2078 |  |  |  | ENG-PIE_1078 | Leveling Nuts | 0 |  | 0 | pc/s
2079 |  |  |  | PRO-PF 54-125 | Lever | 0 |  | 0 | pc/s
2080 |  |  |  | PRO-PF 50-272 | Lever | 0 |  | 0 | pc/s
2081 |  |  |  | PRO-PF 102-320 | Lever | 0 |  | 0 | pc/s
2082 |  |  |  | PRO-PF 102-20 | Lever | 0 |  | 0 | pc/s
2083 |  |  |  | PRO-PF 102-327 | Lever | 0 |  | 0
2084 |  |  |  | PRO-PF 102-43 | Lever | 0 |  | 0 | pc/s
2085 |  |  |  | PRO-PF 102-10 | Lever | 0 |  | 0 | pc/s
2086 |  |  |  | PRO-PF 102-51 | Lever | 0 |  | 0 | pc/s
2087 |  |  |  | PRO-PF 102-310 | Lever | 0 |  | 0 | pc/s
2088 |  |  |  | PRO-PF 102-425A | Lever | 0 |  | 0 | pc/s
2089 |  |  |  | PRO-PF 50-73 | Lever Bush | 0 |  | 0 | pc/s
2090 |  |  |  | K 72130 | Lever for 3-way Flow Control Valve K 72105 | 0 |  | 0
2091 |  |  |  | K 47213 | Lever for Emergency Operating Arrangement | 0 |  | 0
2092 |  |  |  | K 45061 | Lever for Flexible Rod K 45001 | 0 |  | 0
2093 |  |  |  | K 72127 | Lever for Flexible Rod K 72135 | 0 |  | 0
2094 |  |  |  | K 45036 | Lever for Governing Linkage | 0 |  | 0
2095 |  |  |  | K 45038 | Lever for Governing Linkage | 0 |  | 0
2096 |  |  |  | K 49807 | Lever for Load Indicator | 0 |  | 0
2097 |  |  |  | K 46167 | Lever for Overspeed Trip | 0 |  | 0
2098 |  |  |  | K 46170 | Lever for Overspeed Trip | 0 |  | 0
2099 |  |  |  | K 46173 | Lever for Overspeed Trip | 0 |  | 0
2100 |  |  |  | K 45057 | Lever for Rods K 45051 and K 45052 | 0 |  | 0
2101 |  |  |  | K 47161 | Lever for Valve Plate | 0 |  | 0
2102 |  |  |  | PRO-PF 102-8A | Lever Shaft | 0 |  | 0 | pc/s
2103 |  |  |  | PRO-PF 50-74 | Lever Shaft | 0 |  | 0 | pc/s
2104 |  |  |  | PRO-PF 102-407 | Lever Stopper | 0 |  | 0 | pc/s
2105 |  |  |  | PRO-PF 50-77 | Lever Support (left) | 0 |  | 0 | pc/s
2106 |  |  |  | PRO-PF 50-577 | Lever Support (left) | 0 |  | 0 | pc/s
2107 |  |  |  | PRO-PF 50-78 | Lever Support (right) | 0 |  | 0 | pc/s
2108 |  |  |  | PRO-PF 50-578 | Lever Support (right) | 0 |  | 0 | pc/s
2109 |  |  |  | PRO-PF 102-1 | Lever/Pipe | 0 |  | 0 | pc/s
2110 |  |  |  | PRO-PF 103-7A | Libe | 0 |  | 0 | pc/s
2111 |  |  |  | K 93251 | Limiting Sensor for Terminal Switch | 0 |  | 0
2112 |  |  |  | K 92351 | Limiting Sensor for Terminal Switch | 0 |  | 0
2113 |  |  |  | K 47207 | Line Filter, Complete | 0 |  | 0
2114 |  |  |  | K 47072 | Line Filter, Complete | 0 |  | 0
2115 |  |  |  | K 73022 | Liner for Cooling Water Pump | 0 |  | 0
2116 |  |  |  | K 73122 | Liner for Raw Water Pump | 0 |  | 0
2117 |  |  |  | PRO-PF 102-326 | Link | 0 |  | 0 | pc/s
2118 | Local |  |  | AUX-PAR_1079 | Lip Seal Spring | 1.95 | 0 | 0 | mtr/s | PRO-WH-RM1 | PROGEN | Aux Rack 1-C Drawer 2.8
2119 |  |  |  | ECV-07 | LK 39918/001 1500 1 Min. 1 MA, 60VAC, Norris | 0 |  | 0 | pc/s
2120 |  |  |  | K 49900 | Load Control, Complete | 0 |  | 0
2121 |  |  |  | K 49800 | Load Indicator, Complete | 0 |  | 0
2122 |  |  |  | PRO-PF 52-27 | Locating Screw | 0 |  | 0 | pc/s
2123 |  |  |  | PRO-PF 103-40 | Lock Nut | 0 |  | 0 | pc/s
2124 |  |  |  | PRO-PF 103-73 | Lock Nut | 0 |  | 0 | pc/s
2125 |  |  |  | PRO-PF 103-50 | Lock Nut | 0 |  | 0 | pc/s
2126 |  |  |  | PRO-PF 215-116 | Lock Nut | 0 |  | 0 | pc/s
2127 |  |  |  | K 28037 | Lock Nut for K 28034 | 0 |  | 0 | pc/s
2128 |  |  |  | K 28038 | Lock Nut for K 28035 | 0 |  | 0 | pc/s
2129 |  |  |  | K 46386 | Lock Nut for K 46383 | 0 |  | 0
2130 |  |  |  | K 87093 | Lock Nut for Spindle K 87088 | 0 |  | 0
2131 |  |  |  | K 43542 | Lock Nut for Throttle-type Non return Valve | 0 |  | 0
2132 |  |  |  | AUX-PAR_1116 | Lock Nut, 40x64x10mm | 0 |  | 0 | pc/s | PRO-WH-RM1 | PROGEN | Aux Rack 2-B
2133 |  |  |  | AUX-PAR_1117 | Lock Nut, 43x65x10mm | 0 |  | 0 | pc/s | PRO-WH-RM1 | PROGEN | Aux Rack 2-B
2134 |  |  |  | AUX-PAR_1114 | Lock Nut, 52x33x8mm | 0 |  | 0 | pc/s | PRO-WH-RM1 | PROGEN | Aux Rack 2-B
2135 |  |  |  | AUX-PAR_1271 | Lock Nut, 54mm x 75mm x 10mm, PN 8041016, SJ8-G19 | 0 |  | 0 | pc/s | PRO-WH-RM1 | PROGEN | Aux Rack 6-B, Drawer 2A
2136 |  |  |  | AUX-PAR_1115 | Lock Nut, 65x48x10mm | 0 |  | 0 | pc/s | PRO-WH-RM1 | PROGEN | Aux Rack 2-B
2137 |  |  |  | PRO-PF 215-8B | Lock Square | 0 |  | 0 | pc/s
2138 |  |  |  | PRO-PF 32-55 | Lock Washer | 0 |  | 0 | pc/s
2139 |  |  |  | PRO-PF 54-128 | Lock Washer | 0 |  | 0 | pc/s
2140 |  |  |  | PRO-PF 54-33 | Lock Washer | 0 |  | 0 | pc/s
2141 |  |  |  | PRO-PF 54-134 | Lock Washer | 0 |  | 0 | pc/s
2142 |  |  |  | PRO-PF 32-14 | Lock Washer | 0 |  | 0 | pc/s
2143 | Local |  |  | PRO-PF 96-213 | Lock Washer | 5 | 0 | 0 | pc/s | PRO-WH-RM1 | PROGEN | Drawer 4.2 Side Wall
2144 |  |  |  | PRO-PF 32-64 | Lock Washer | 0 |  | 0 | pc/s
2145 |  |  |  | PRO-PF 96-16 | Lock Washer | 0 |  | 0 | pc/s
2146 |  |  |  | PRO-PF 62-10 | Lock Washer | 0 |  | 0 | pc/s
2147 |  |  |  | PRO-PF 75-242 | Lock Washer | 0 |  | 0 | pc/s
2148 |  |  |  | PRO-PF 75-243 | Lock Washer | 0 |  | 0 | pc/s
2149 |  |  |  | PRO-PF 75-244 | Lock Washer | 0 |  | 0 | pc/s
2150 | Local |  |  | ENG-PIE_1022 | Lock Washer (DxW) 25mmx45mm | 20 | 0 | 0 | pc/s | PRO-WH-RM1 | PROGEN | Drawer 5.3 Side Wall
2151 | Local |  |  | PRO-PF 96-14 | Lock Washer, PF 96-14 | 11 | 0 | 0 | pc/s | PRO-WH-RM1 | PROGEN | Drawer 4.2 Side Wall
2152 |  |  |  | PRO-PF 97-238 | Lock Wire | 0 |  | 0 | pc/s
2153 |  |  |  | PRO-PF 129-24 | Lock-Wire | 0 |  | 0 | pc/s
2154 |  |  |  | PRO-PF 15-9 | Locking | 0 |  | 0 | pc/s
2155 |  |  |  | PRO-PF 148-37 | Locking | 0 |  | 0 | pc/s
2156 |  |  |  | PRO-PF 144-3 | Locking | 0 |  | 0 | pc/s
2157 |  |  |  | PRO-PF 30-28 | Locking | 0 |  | 0 | pc/s
2158 |  |  |  | PRO-PF 181-64 | Locking | 0 |  | 0 | pc/s
2159 |  |  |  | PRO-PF 134-330 | Locking | 0 |  | 0 | pc/s
2160 |  |  |  | PRO-PF 136-109 | Locking | 0 |  | 0 | pc/s
2161 |  |  |  | PRO-PF 147-19 | Locking | 0 |  | 0 | pc/s
2162 |  |  |  | PRO-PF 130-44A | Locking | 0 |  | 0 | pc/s
2163 |  |  |  | PRO-PF 65-29 | Locking | 0 |  | 0 | pc/s
2164 |  |  |  | PRO-PF 8-14 (SEMT) | Locking | 0 |  | 0 | pc/s
2165 |  |  |  | PRO-PF 15-34 | Locking | 0 |  | 0 | pc/s
2166 |  |  |  | PRO-PF 136-7 | Locking | 0 |  | 0 | pc/s
2167 |  |  |  | PRO-PF 140-150 | Locking | 0 |  | 0 | pc/s
2168 |  |  |  | PRO-PF 149-3 | Locking | 0 |  | 0 | pc/s
2169 |  |  |  | PRO-PF 176-10 | Locking | 0 |  | 0 | pc/s
2170 |  |  |  | PRO-PF 10-110 | Locking | 0 |  | 0 | pc/s
2171 |  |  |  | PRO-PF 180-47 | Locking | 0 |  | 0 | pc/s
2172 |  |  |  | PRO-PF 92-22 | Locking | 0 |  | 0 | pc/s
2173 |  |  |  | PRO-PF 40-1 | Locking | 0 |  | 0 | pc/s
2174 |  |  |  | PRO-PF 25-200 | Locking | 0 |  | 0 | pc/s
2175 |  |  |  | PRO-PF 97-137 | Locking | 0 |  | 0 | pc/s
2176 | Local |  |  | PRO-PF 22-105-3 | Locking Bar | 31 | 0 | 0 | pc/s | PRO-WH-RM1 | PROGEN | Rack 4-C
2177 | Local |  |  | PRO-PF 22-105-3 | Locking Bar w/ nut | 5 | 0 | 0 | pc/s | PRO-WH-RM1 | PROGEN | Rack 4-C
2178 |  |  |  | PRO-PF 50-27 | Locking Bolt | 0 |  | 0 | pc/s
2179 | Local |  |  | PRO-PF 32-140 | Locking Piece, PF 32-140 | 40 | 0 | 0 | pc/s | PRO-WH-RM1 | PROGEN | Drawer 3.3 Side Wall
2180 |  |  |  | K 33422 | Locking Plate | 0 |  | 0 | pc/s
2181 |  |  |  | PRO-PF 32-57 | Locking Plate | 0 |  | 0 | pc/s
2182 |  |  |  | VTR-7023 | Locking Plate | 0 |  | 0 | pc/s
2183 |  |  |  | VTR-2838 | Locking Plate | 0 |  | 0 | pc/s
2184 |  |  |  | VTR-7026 | Locking Plate | 0 |  | 0 | pc/s
2185 |  |  |  | VTR-51020 | Locking Plate | 0 |  | 0 | pc/s
2186 | Local |  |  | PRO-PF 82-3 | Locking Plate | 9 | 0 | 0 | pc/s | PRO-WH-RM1 | PROGEN | Rack 4-B
2187 |  |  |  | PRO-PF 32-142 | Locking Plate , PN 312312601, (Adjusting Bolt) | 0 |  | 0 | pc/s
2188 |  |  |  | VTR-34156 | Locking Plate PN 20830/32133 | 0 |  | 0 | pc/s
2189 |  |  |  | VTR-LP | Locking Plate PN 20830/32133 | 0 |  | 0 | pc/s
2190 |  |  |  | K 72145 | Locking Ring for Flexible Rod K 72135 | 0 |  | 0
2191 |  |  |  | K 46127 | Locking Ring for Shaft K 46111 | 0 |  | 0
2192 |  |  |  | K 46126 | Locking Ring for Shut-off Piston K 46113 | 0 |  | 0
2193 |  |  |  | K 87092 | Locking Ring Type J for Housing K 87086 | 0 |  | 0
2194 |  |  |  | K 43573 | Locking Screw for Automatic Starting Air Shut-off Valve | 0 |  | 0
2195 |  |  |  | K 46382 | Locking Screw for Control Element Cabinet | 0 |  | 0
2196 |  |  |  | K 73033 | Locking Screw for Cooling Water Pump Casing | 0 |  | 0
2197 |  |  |  | K 73034 | Locking Screw for Cooling Water Pump Casing | 0 |  | 0
2198 |  |  |  | K 32393 | Locking Screw for Cover K 32301 | 0 |  | 0
2199 |  |  |  | K 47009 | Locking Screw for Cover K 47006 | 0 |  | 0
2200 |  |  |  | K 72174 | Locking Screw for Excess-pressure Valve | 0 |  | 0
2201 |  |  |  | K 72175 | Locking Screw for Excess-pressure Valve | 0 |  | 0
2202 |  |  |  | K 81178 | Locking Screw for Exhaust Elbow K 81132 and K 81133 | 0 |  | 0
2203 |  |  |  | K 74142 | Locking Screw for Hand-Pump Plunger K 74139 | 0 |  | 0
2204 |  |  |  | K 46192 | Locking Screw for Housing K 46101 | 0 |  | 0
2205 |  |  |  | K 43564 | Locking Screw for Pilot Valve | 0 |  | 0
2206 |  |  |  | K 73134 | Locking Screw for raw water pump casing | 0 |  | 0
2207 |  |  |  | K 74141 | Locking Screw for Valve Housing K 74140 | 0 |  | 0
2208 | Local |  |  | PRO-PF 15-137 | Locking Socket | 41 | 0 | 0 | pc/s | PRO-WH-RM1 | PROGEN | Rack 3-C
2209 |  |  |  | PRO-PF 15-37 | Locking Socket | 0 |  | 0 | pc/s
2210 |  |  |  | PRO-PF 60-39 | Locking Washer | 0 |  | 0 | pc/s
2211 |  |  |  | PRO-PF 19-13 | Locking Washer | 0 |  | 0 | pc/s
2212 | Local |  |  | PRO-PF 134-18 | Locking Washer | 96 | 0 | 0 | pc/s | PRO-WH-RM1 | PROGEN | Rack 4-B
2213 | Local |  |  | PRO-PF 1-13 | Locking Washer (Pulled Out) | 4 | 0 | 0 | pc/s | PRO-WH-RM1 | PROGEN | Side Wall Rack
2214 | Local |  |  | PRO-PF 1-13 | Locking Washer, PF 1-13 | 5 | 0 | 0 | pc/s | PRO-WH-RM1 | PROGEN | Rack 2-B
2215 |  |  |  | AUX-PAR_1262 | Locking Washer, SJ-W8 | 0 |  | 0 | pc/s | PRO-WH-RM1 | PROGEN | Aux Rack 6-B, Drawer 2A
2216 |  |  |  | PRO-PF 1-22 | Locking Wire | 0 |  | 0 | pc/s
2217 | Local |  |  | AUX-PAR_1072 | Locking Wire | 7 | 0 | 0 | pc/s | PRO-WH-RM1 | PROGEN | Aux Rack 1-C Drawer 2.1
2218 |  |  |  | PRO-PF 103-75 | Locking Wire | 0 |  | 0 | pc/s
2219 |  |  |  | PRO-PF 136-108 | Locking Wire | 0 |  | 0 | pc/s
2220 |  |  |  | PRO-PF 80-4 | Locking Wire | 0 |  | 0 | pc/s
2221 |  |  |  | PRO-PF 30-29 | Locking Wire | 0 |  | 0 | pc/s
2222 |  |  |  | PRO-PF 215-20 | Locking Wire | 0 |  | 0 | pc/s
2223 |  |  |  | PRO-PF 17-114 | Locking Wire | 0 |  | 0 | pc/s
2224 |  |  |  | PRO-PF 19-23 | Locking Wire | 0 |  | 0 | pc/s
2225 |  |  |  | PRO-PF 50-123 | Locking Wire | 0 |  | 0 | pc/s
2226 |  |  |  | PRO-PF 136-920 | Locking Wire | 0 |  | 0 | pc/s
2227 |  |  |  | PRO-PF 32-25 | Locking Wire | 0 |  | 0 | pc/s
2228 |  |  |  | PRO-PF 215-26 | Locking Wire | 0 |  | 0 | pc/s
2229 |  |  |  | PRO-PF 3-6 | Locking Wire | 0 |  | 0 | pc/s
2230 |  |  |  | PRO-PF 52-41 | Locking Wire | 0 |  | 0 | pc/s
2231 |  |  |  | PRO-PF 71-26 | Locking Wire | 0 |  | 0 | pc/s
2232 |  |  |  | PRO-PF 35-34 | Lockwire | 0 |  | 0 | pc/s
2233 |  |  |  | PRO-PF 25-84 | Lockwire | 0 |  | 0 | pc/s
2234 |  |  |  | PRO-PF 65-318 | Lockwire | 0 |  | 0 | pc/s
2235 |  |  |  | PRO-PF 52-55 | Loctite | 0 |  | 0 | pc/s
2236 |  |  |  | PRO-PF 20-80 | Loctite | 0 |  | 0 | pc/s
2237 |  |  |  | PRO-PF 75-68 | Loctite | 0 |  | 0 | pc/s
2238 |  |  |  | PRO-PF 60-33 | Loctite Product | 0 |  | 0 | pc/s
2239 |  |  |  | K 27502 | Lower Spring | 0 |  | 0
2240 |  |  |  | K 34110 | Lower Ball Socket | 0 |  | 0
2241 |  |  |  | K 12051 | Lower Bearing for Thrust Bearing | 0 |  | 0
2242 |  |  |  | K 33220 | Lower Bearing Haft, PN 3466330691 | 0 |  | 0
2243 |  |  |  | K 12010 | Lower Bearing Half Shell for Crankshaft Bearing | 0 |  | 0
2244 |  |  |  | AUX-PAR_1230 | Lower Bearing Inner Case, SJ-V23 | 0 |  | 0 | pc/s | PRO-WH-RM1 | PROGEN | Rack 3-C
2245 |  |  |  | PRO-PF 128-8B | Lower Bend | 0 |  | 0 | pc/s
2246 |  |  |  | PRO-PF 128-14A | Lower Bend | 0 |  | 0 | pc/s
2247 |  |  |  | PRO-PF 128-6B | Lower Branch Pipe | 0 |  | 0
2248 |  |  |  | PRO-PF 128-7C | Lower Branch Pipe | 0 |  | 0 | pc/s
2249 |  |  |  | PRO-PF 128-12B | Lower Branch Pipe | 0 |  | 0 | pc/s
2250 |  |  |  | PRO-PF 128-13 | Lower Branch Pipe | 0 |  | 0 | pc/s
2251 |  |  |  | PRO-PF 15-110 | Lower Bush | 0 |  | 0 | pc/s
2252 |  |  |  | PRO-PF 136-31 | Lower Casing | 0 |  | 0 | pc/s
2253 |  |  |  | K 46318 | Lower Connecting Rail for Valve Plate | 0 |  | 0
2254 |  |  |  | K 33201 | Lower Connecting Rod Head, Two-part | 0 |  | 0
2255 |  |  |  | PRO-PF 15-930 | Lower Guide Bush | 0 |  | 0 | pc/s |  | PROGEN | Rack 3-C
2256 |  |  |  | PRO-PF 15-910 | Lower Guide Bush | 0 |  | 0 | pc/s
2257 | Local |  |  | PF 15-910 (B) | Lower Guide Bush (old version) | 33 | 0 | 0 | pc/s | PRO-WH-RM1 | PROGEN | Rack 3-B
2258 | Local |  |  | PF 15-910/930 | Lower Guide Bush PF 15-910/930 | 102 | 0 | 0 | pc/s | PRO-WH-RM1 | PROGEN | Rack 3-C
2259 |  |  |  | K 12023 | Lower Half of Housing for Bearing Housing | 0 |  | 0
2260 |  |  |  | K 81477 | Lower Insulating Plate for K 81451 and K 81491 | 0 |  | 0
2261 |  |  |  | K 81478 | Lower Insulating Plate for K 81451 and K 81491 | 0 |  | 0
2262 |  |  |  | K 81555 | Lower Insulating Plate for K 81530 | 0 |  | 0
2263 |  |  |  | K 81667 | Lower Insulating Plate for K 81640 | 0 |  | 0
2264 |  |  |  | K 81665 | Lower Insulating Plate for K 81640 | 0 |  | 0
2265 |  |  |  | PRO-PF 129-4 | Lower Lagging Cover | 0 |  | 0 | pc/s
2266 |  |  |  | PRO-PF 129-5 | Lower Lagging Cover | 0 |  | 0 | pc/s
2267 |  |  |  | PRO-PF 129-6 | Lower Lagging Cover | 0 |  | 0 | pc/s
2268 |  |  |  | PRO-PF 129-7 | Lower Lagging Cover | 0 |  | 0 | pc/s
2269 |  |  |  | PRO-PF 30-20 | Lower Spring Collar | 0 |  | 0 | pc/s
2270 |  |  |  | K 55011 | Lower Spring Plate for Fuel Injection Pump | 0 |  | 0
2271 |  |  |  | AUX-PAR_1119 | Lower Spring Retainer | 0 |  | 0 | pc/s | PRO-WH-RM1 | PROGEN | Aux Rack 2-B
2272 | Local |  |  | PRO-PF 20-311 | Lower Tappet | 47 | 0 | 0 | pc/s | PRO-WH-RM1 | PROGEN | Rack 3-C
2273 |  |  |  | PRO-PF 59-6B | Lower Tie-Rod | 0 |  | 0 | pc/s
2274 |  |  |  | PRO-PF 15-LVG | Lower Valve Guide | 0 |  | 0 | pc/s
2275 |  |  |  | PRO-PF 134-481 | Lub - Oil Pipe | 0 |  | 0 | pc/s
2276 |  |  |  | PRO-PF 135-470 | Lub. Oil Branch Pipe | 0 |  | 0 | pc/s
2277 |  |  |  | PRO-PF 135-475 | Lub. Oil Drain Pipe | 0 |  | 0 | pc/s
2278 |  |  |  | PRO-PF 135-380 | Lub. Oil Inlet Pipe (left) | 0 |  | 0 | pc/s
2279 |  |  |  | PRO-PF 135-480 | Lub. Oil Inlet Pipe (right) | 0 |  | 0 | pc/s
2280 |  |  |  | PRO-PF 135-692A | Lub. Oil Inlet Pipe for 12V Left Bank | 0 |  | 0 | pc/s
2281 |  |  |  | PRO-PF 135-685A | Lub. Oil Inlet Pipe for 12V Left Bank | 0 |  | 0 | pc/s
2282 |  |  |  | PRO-PF 135-683A | Lub. Oil Inlet Pipe for 12V Right Bank | 0 |  | 0 | pc/s
2283 |  |  |  | PRO-PF 135-688A | Lub. Oil Inlet Pipe for 12V Right Bank | 0 |  | 0 | pc/s
2284 |  |  |  | PRO-PF 135-785A | Lub. Oil Inlet Pipe for 14V Left Bank | 0 |  | 0 | pc/s
2285 |  |  |  | PRO-PF 135-783A | Lub. Oil Inlet Pipe for 14V Right Bank | 0 |  | 0 | pc/s
2286 |  |  |  | PRO-PF 135-885A | Lub. Oil Inlet Pipe for 16V Left Bank | 0 |  | 0 | pc/s
2287 |  |  |  | PRO-PF 135-883A | Lub. Oil Inlet Pipe for 16V Right Bank | 0 |  | 0 | pc/s
2288 |  |  |  | PRO-PF 135-985A | Lub. Oil Inlet Pipe for 18V Left Bank | 0 |  | 0 | pc/s
2289 |  |  |  | PRO-PF 135-992A | Lub. Oil Inlet Pipe for 18V Left Bank | 0 |  | 0 | pc/s
2290 |  |  |  | PRO-PF 135-983A | Lub. Oil Inlet Pipe for 18V Right Bank | 0 |  | 0 | pc/s
2291 |  |  |  | PRO-PF 135-988A | Lub. Oil Inlet Pipe for 18V Right Bank | 0 |  | 0 | pc/s
2292 |  |  |  | PRO-PF 135-668 | Lub. Oil Outlet Pipe | 0 |  | 0 | pc/s
2293 |  |  |  | PRO-PF 135-568 | Lub. Oil Outlet Pipe | 0 |  | 0 | pc/s
2294 |  |  |  | PRO-PF 135-792A | Lub. Oil Outlet Pipe for 14V Left Bank | 0 |  | 0 | pc/s
2295 |  |  |  | PRO-PF 135-788A | Lub. Oil Outlet Pipe for 14V Right Bank | 0 |  | 0 | pc/s
2296 |  |  |  | PRO-PF 135-892A | Lub. Oil Outlet Pipe for 16V Left Bank | 0 |  | 0 | pc/s
2297 |  |  |  | PRO-PF 135-888A | Lub. Oil Outlet Pipe for 16V Right Bank | 0 |  | 0 | pc/s
2298 |  |  |  | ENG-PIE_1108 | Lube Oil Cooler Big | 0 |  | 0 | pc/s
2299 |  |  |  | ENG-PIE_1107 | Lube Oil Cooler small | 0 |  | 0 | pc/s
2300 |  |  |  | ENG-PIE_1099 | Lube Oil System | 0 |  | 0 | unit/s
2301 | Local |  |  | PRO-PF 96-5 | Lubrication Piece/Oil Intake Pin, PF 96-5 | 6 | 0 | 0 | pc/s | PRO-WH-RM1 | PROGEN | Drawer 4.3 Side Wall
2302 | Local |  |  | CON-CON_1015 | Lumber: Good, 2" x 3" x 6 ft, Mahogany | 6 | 150 | 0 | lgth/s
2303 | Local |  |  | CON-CON_1013 | Lumber; Good, 2" x 3" x 10 ft, Mahogany | 9 | 275 | 0 | lgth/s
2304 | Local |  |  | CON-CON_1014 | Lumber; Good, 2" x 3" x 8 ft, Mahogany | 0 | 220 | 0 | lgth/s
2305 |  |  |  | K 92116 | Luminous Key for the Instrumentation Panel | 0 |  | 0
2306 |  |  |  | PRO-PF 136-10A | Main 12 Cyl. | 0 |  | 0 | pc/s
2307 |  |  |  | PRO-PF 136-3 | Main 12 Cyl. | 0 |  | 0 | pc/s
2308 |  |  |  | PRO-PF 136-4A | Main 14 Cyl. | 0 |  | 0 | pc/s
2309 |  |  |  | PRO-PF 136-11A | Main 14 Cyl. | 0 |  | 0 | pc/s
2310 |  |  |  | PRO-PF 136-12A | Main 16 Cyl. | 0 |  | 0 | pc/s
2311 |  |  |  | PRO-PF 136-5A | Main 16 Cyl. | 0 |  | 0 | pc/s
2312 |  |  |  | PRO-PF 136-13 | Main 18 Cyl. | 0 |  | 0 | pc/s
2313 |  |  |  | PRO-PF 136-6A | Main 18 Cyl. | 0 |  | 0 | pc/s
2314 |  |  |  | PRO-PF 130-20B | Main Branch Pipe | 0 |  | 0 | pc/s
2315 | Local |  |  | PRO-PF 136-240 | Main Cocks | 35 | 0 | 0 | pc/s | PRO-WH-RM1 | PROGEN | Rack 4-B
2316 |  |  |  | PRO-PF 140-95 | Main Cyl. 10 | 0 |  | 0 | pc/s
2317 |  |  |  | PRO-PF 140-93 | Main Cyl. 11 | 0 |  | 0 | pc/s
2318 |  |  |  | PRO-PF 140-91B | Main Cyl. 12 | 0 |  | 0 | pc/s
2319 |  |  |  | PRO-PF 140-101 | Main Cyl. 7 | 0 |  | 0 | pc/s
2320 |  |  |  | PRO-PF 140-99 | Main Cyl. 8 | 0 |  | 0 | pc/s
2321 |  |  |  | PRO-PF 140-97 | Main Cyl. 9 | 0 |  | 0 | pc/s
2322 |  |  |  | PRO-PF 142-322 | Main Feed Pipes | 0 |  | 0 | pc/s
2323 |  |  |  | PRO-PF 134-501 | Main L. O Pipe | 0 |  | 0 | pc/s
2324 |  |  |  | PRO-PF 134-301 | Main L. O Pipe | 0 |  | 0 | pc/s
2325 |  |  |  | PRO-PF 134-201 | Main L. O Pipe | 0 |  | 0 | pc/s
2326 |  |  |  | PRO-PF 134-401A | Main L. O Pipe | 0 |  | 0 | pc/s
2327 |  |  |  | ENG-PIE_1105 | Main Lube Oil Header | 0 |  | 0
2328 |  |  |  | PRO-PF 142-343 | Main Return | 0 |  | 0 | pc/s
2329 |  |  |  | PRO-PF 142-443 | Main Return | 0 |  | 0 | pc/s
2330 |  |  |  | PRO-PF 142-643 | Main Return | 0 |  | 0 | pc/s
2331 |  |  |  | PRO-PF 142-143 | Main Return | 0 |  | 0 | pc/s
2332 |  |  |  | PRO-PF 142-543 | Main Return | 0 |  | 0 | pc/s
2333 |  |  |  | PRO-PF 142-43 | Main Return | 0 |  | 0 | pc/s
2334 |  |  |  | K 28006 | Main Rocker Arm | 0 |  | 0
2335 |  |  |  | K 28005 | Main Rocker Arm, Complete | 0 |  | 0
2336 |  |  |  | PRO-PF 54-2 | Main Starting Valve Lever | 0 |  | 0 | pc/s
2337 |  |  |  | PRO-PF 128-8C | Male Female Union | 0 |  | 0 | pc/s
2338 |  |  |  | PRO-PF 136-728 | Male Flange | 0 |  | 0 | pc/s
2339 |  |  |  | AUX-PAR_1183 | Male Plug 1" | 0 |  | 0 | pc/s | PRO-WH-RM1 | PROGEN | Aux Rack 2-D
2340 |  |  |  | PRO-PF 162-517 | Male Single Union | 0 |  | 0 | pc/s
2341 |  |  |  | PRO-PF 92-3 | Male Union | 0 |  | 0 | pc/s
2342 |  |  |  | PRO-PF 62-07 | Male Union | 0 |  | 0 | pc/s
2343 |  |  |  | PRO-PF 62-08 | Male Union | 0 |  | 0 | pc/s
2344 |  |  |  | PRO-PF 134-69 | Male Union | 0 |  | 0 | pc/s
2345 |  |  |  | PRO-PF 134-184 | Male Union | 0 |  | 0 | pc/s
2346 |  |  |  | PRO-PF 134-130 | Male Union | 0 |  | 0 | pc/s
2347 |  |  |  | PRO-PF 134-48 | Male Union | 0 |  | 0 | pc/s
2348 |  |  |  | PRO-PF 142-65 | Male Union | 0 |  | 0 | pc/s
2349 |  |  |  | PRO-PF 134-28 | Male Union | 0 |  | 0 | pc/s
2350 |  |  |  | PRO-PF 68-109 | Male Union Single | 0 |  | 0 | pc/s
2351 |  |  |  | PRO-PF 125-141 | Manifold | 0 |  | 0 | pc/s
2352 |  |  |  | PRO-PF 125-142 | Manifold | 0 |  | 0 | pc/s
2353 |  |  |  | PRO-PF 125-143 | Manifold | 0 |  | 0 | pc/s
2354 |  |  |  | PRO-PF 125-144 | Manifold | 0 |  | 0 | pc/s
2355 |  |  |  | PRO-PF 125-145 | Manifold | 0 |  | 0 | pc/s
2356 |  |  |  | PRO-PF 125-146 | Manifold (Left Hand) | 0 |  | 0 | pc/s
2357 |  |  |  | PRO-PF 125-147 | Manifold (right Hand) | 0 |  | 0 | pc/s
2358 |  |  |  | PRO-PF 130-4B | Manifold Branch Pipe | 0 |  | 0 | pc/s
2359 |  |  |  | PRO-PF 130-1C | Manifold Branch Pipe | 0 |  | 0 | pc/s
2360 |  |  |  | K 92112 | Manometer for Instrument Panel | 0 |  | 0
2361 |  |  |  | K 92113 | Manometer for Instrument Panel | 0 |  | 0
2362 |  |  |  | K 92115 | Manometer for Instrument Panel | 0 |  | 0
2363 |  |  |  | PRO-PF 142-905 | Marine Bronze Screwed Cock | 0 |  | 0 | pc/s
2364 |  |  |  | PRO-PF 135-918 | Marine Bronze Screwed Cock | 0 |  | 0 | pc/s
2365 |  |  |  | PRO-PF 130-23A | Marine Bronze Screwed Cock | 0 |  | 0 | pc/s
2366 |  |  |  | PRO-PF 140-183 | Marine Screwed Valve | 0 |  | 0 | pc/s
2367 | Local |  |  | CON-OFF_1001 | Marker, Metal, Color: Yellow | 0 | 286 | 0 | pc/s
2368 | Local |  |  | FFE-PPE_1001 | Mask; Face (50 pcs.) | 0 | 75 | 0 | box/s
2369 |  |  |  | ENG-PIE_1077 | Master Valve | 0 |  | 0 | pc/s
2370 |  |  |  | PRO-PF 125-53 | Mecanindus Pin | 0 |  | 0 | pc/s
2371 |  |  |  | AUX-PAR_1052 | Mechanical Seal (364500006) | 0 |  | 0 | tab/s | PRO-WH-RM1 | PROGEN | Aux Rack 4-D
2372 |  |  |  | K 73027 | Mechanical Seal for Cooling Water Pump, PN 3446750973 | 0 |  | 0
2373 |  |  |  | AUX-PAR_1291 | Mechanical Seal, 19mm or 3/4" | 0 |  | 0 | pc/s | PRO-WH-RM1 | PROGEN | Aux Rack 4-D
2374 |  |  |  | AUX-PAR_1290 | Mechanical Seal, 25mm | 0 |  | 0 | pc/s | PRO-WH-RM1 | PROGEN | Aux Rack 4-D
2375 | Local |  |  | AUX-PAR_1038 | Mechanical Seal, 28mm, AUX-10/S | 6 | 0 | 0 | set/s | PRO-WH-RM1 | PROGEN | Aux Rack 1-B
2376 | Local |  |  | AUX-PAR_1039 | Mechanical Seal, 3/4 | 1 | 0 | 0 | set/s | PRO-WH-RM1 | PROGEN | Aux Rack 1-B
2377 |  |  |  | AUX-PAR_1271 | Mechanical Seal, 40mm | 0 |  | 0 | pc/s | PRO-WH-RM1 | PROGEN | Rack 4-D
2378 |  |  |  | AUX-PAR_1281 | Mechanical Seal, 44mm | 0 |  | 0 | pc/s | PRO-WH-RM1 | PROGEN | Aux Rack 4-D
2379 |  |  |  | AUX-PAR_1283 | Mechanical Seal, 48mm | 0 |  | 0 | pc/s | PRO-WH-RM1 | PROGEN | Aux Rack 4-D
2380 |  |  |  | AUX-PAR_1282 | Mechanical Seal, 55mm | 0 |  | 0 | pc/s | PRO-WH-RM1 | PROGEN | Aux Rack 4-D
2381 |  |  |  | K 81452 | Metal Jacket for Casings K 81351 | 0 |  | 0
2382 |  |  |  | K 81492 | Metal Jacket for Casings K 81491 | 0 |  | 0
2383 |  |  |  | K 81531 | Metal Jacket for Casings K 81530 | 0 |  | 0
2384 |  |  |  | K 81602 | Metal Jacket for Casings K 81601 | 0 |  | 0
2385 |  |  |  | K 81641 | Metal Jacket for Casings K 81640 | 0 |  | 0
2386 | Local |  |  | CON-CON_1021 | Metal Polish, A1 | 2 | 110 | 0 | can/s | Cabinet | PROGEN
2387 |  |  |  | K 27264 | Metal Tube for Fuel Pressure Line, PN 3446280386 | 0 |  | 0
2388 | Local |  |  | AUX-PAR_1031 | Metering Pump 0-100% | 1 | 0 | 0 | pc/s | PRO-WH-RM1 | PROGEN | Aux Rack 1-B
2389 | Local |  |  | CON-OFF_1015 | Mimeo, Long, Groundwood | 1 | 110 | 0 | ream/s
2390 |  |  |  | PRO-PF 147-1 | Mineral Wool Band | 0 |  | 0 | pc/s
2391 |  |  |  | AUX-PAR_1236 | Module, MTC 80 | 0 |  | 0 | pc/s | PRO-WH-RM1 | PROGEN | Aux Rack 6-A
2392 |  |  |  | AUX-PAR_1235 | Module, VCU 160 | 0 |  | 0 | pc/s | PRO-WH-RM1 | PROGEN | Aux Rack 6-A
2393 |  |  |  | PRO-PF 52-15 | Molykote | 0 |  | 0 | pc/s
2394 |  |  |  | PRO-PF 75-95 | Molykote | 0 |  | 0 | pc/s
2395 | Local |  |  | PRO-PF 30-11 | Molykote Guide | 11 | 0 | 0 | pc/s | PRO-WH-RM1 | PROGEN | Rack 3-A
2396 | Local |  |  | CON-HOU_1011 | Mop; Cotton | 0 | 319.75 | 0 | pc/s
2397 |  |  |  | PRO-PF 19-28 | Moricot (HSC) GR19 PN28/Molykote | 0 |  | 0 | pc/s
2398 |  |  |  | PRO-PF 75-226 | Motor | 0 |  | 0
2399 |  |  |  | PRO-PF 75-227 | Motor | 0 |  | 0 | pc/s
2400 |  |  |  | PRO-PF 75-255 | Motor Support | 0 |  | 0 | pc/s
2401 |  |  |  | PRO-PF 96-303 | Moulded Protection Casing | 0 |  | 0 | pc/s
2402 |  |  |  | K 92161 | Mounting for Fine Regulating Valves K 92165 and K 92166 | 0 |  | 0
2403 |  |  |  | K 92150 | Mounting for Instrument Panel (for Non-reversible engines) | 0 |  | 0
2404 |  |  |  | K 92151 | Mounting for Instrument Panel (for Reversible engines) | 0 |  | 0
2405 | Local |  |  | CON-CON_1012 | Nails; Common, 1 1/2" | 0 | 56.75 | 0 | kg/s
2406 | Local |  |  | CON-CON_1011 | Nails; Common, 2 1/2" | 0 | 54.5 | 0 | kg/s
2407 | Local |  |  | CON-CON_1010 | Nails; Common, 3" | 0 | 52 | 0 | kg/s
2408 | Local |  |  | CON-CON_1009 | Nails; Common, 4" | 0 | 51 | 0 | kg/s
2409 |  |  |  | K 84471 | Nameplate for Cylinder Lubrication | 0 |  | 0
2410 |  |  |  | PRO-PF 19-4 | Needle | 0 |  | 0 | pc/s
2411 |  |  |  | PRO-PF 16-9 | Needle Valve | 0 |  | 0 | pc/s
2412 |  |  |  | PRO-PF 16-9/160 | Needle Valve/Nozzle | 0 |  | 0 | pc/s
2413 |  |  |  | PRO-PF 16-9/160/R | Needle Valve/Nozzle (Recondition) | 0 |  | 0 | pc/s
2414 |  |  |  | AUX-PAR_1105 | Neptune Proportion Pump | 0 |  | 0 | pc/s | PRO-WH-RM1 | PROGEN | Aux Rack 2-A
2415 |  |  |  | PRO-PF 80-30 | Niigata Joint, PN 41216100 | 0 |  | 0 | pc/s
2416 |  |  |  | PRO-PF 142-702 | Nipple | 0 |  | 0 | pc/s
2417 |  |  |  | K 27754 / K 27019 | Nipple for Indicator Valve | 0 |  | 0
2418 |  |  |  | K 27017 | Nipple for K 27016 | 0 |  | 0
2419 |  |  |  | K 27019 | Nipple for K 27016 | 0 |  | 0
2420 |  |  |  | K 27752 / K 27017 | Nipple fot indicator valve | 0 |  | 0
2421 | Local |  |  | AUX-PAR_1081 | Nipple, GI, 1/2, (PPE-01/R3) | 16 | 0 | 0 | pc/s | PRO-WH-RM1 | PROGEN | Aux Rack 1-C Drawer 2.10
2422 | Local |  |  | AUX-PAR_1080 | Nipple, GI, 3/4 | 12 | 0 | 0 | pc/s | PRO-WH-RM1 | PROGEN | Aux Rack 1-C Drawer 2.9
2423 |  |  |  | AUX-PAR_1138 | Nitrile Impeller | 0 |  | 0 | pc/s | PRO-WH-RM1 | PROGEN | Aux Rack 2-B
2424 |  |  |  | PRO-PF 134-981 | No. 1 L.O Main Pipe | 0 |  | 0 | pc/s
2425 |  |  |  | PRO-PF 75-81 | Nob for Engaging/Safety Box | 0 |  | 0 | pc/s
2426 |  |  |  | PRO-PF 72-83 | Nock Pin | 0 |  | 0 | pc/s
2427 |  |  |  | PRO-PF 128-14B | Non Return Valve | 0 |  | 0 | pc/s
2428 |  |  |  | K 43515 | Non-return Valve for Starting-air Stop Valve | 0 |  | 0
2429 |  |  |  | PRO-PF 97-201 | Normal Door | 0 |  | 0 | pc/s
2430 | Local |  |  | AUX-PAR_1035 | Nox Filter | 4 | 0 | 0 | pc/s | PRO-WH-RM1 | PROGEN | Aux Rack 1-B
2431 |  |  |  | K 73200 | Nozzle Cooling Water Pump, Complete | 0 |  | 0
2432 |  |  |  | K 27201 | Nozzle Holder, Complete for Fuel Injection Valve | 0 |  | 0
2433 | Local |  |  | PRO-PF 16-8 | Nozzle Retaining Nut | 28 | 0 | 0 | pc/s | PRO-WH-RM1 | PROGEN | Rack 3-C
2434 |  |  |  | VTR-30-2N | Nozzle Ring, PN 56000 | 0 |  | 0 | pc/s
2435 |  |  |  | K 27240 | Nozzle with Needle and Cooling Ring, Complete, for Fuel Injection Valve 160 x 12 x 0475 | 0 |  | 0
2436 |  |  |  | PRO-PF 20-166 | Nut | 0 |  | 0 | pc/s
2437 |  |  |  | PRO-PF 25-58 | Nut | 0 |  | 0 | pc/s
2438 |  |  |  | PRO-PF 128-115 | Nut | 0 |  | 0 | pc/s
2439 |  |  |  | PRO-PF 75-93 | Nut | 0 |  | 0 | pc/s
2440 |  |  |  | PRO-PF 136-106 | Nut | 0 |  | 0 | pc/s
2441 |  |  |  | PRO-PF 147-16 | Nut | 0 |  | 0 | pc/s
2442 |  |  |  | PRO-PF 135-681 | Nut | 0 |  | 0 | pc/s
2443 |  |  |  | PRO-PF 136-993 | Nut | 0 |  | 0 | pc/s
2444 |  |  |  | PRO-PF 160-506 | Nut | 0 |  | 0 | pc/s
2445 |  |  |  | PRO-PF 181-62 | Nut | 0 |  | 0 | pc/s
2446 |  |  |  | PRO-PF 20-167 | Nut | 0 |  | 0 | pc/s
2447 |  |  |  | PRO-PF 128-39A | Nut | 0 |  | 0 | pc/s
2448 |  |  |  | PRO-PF 136-116 | Nut | 0 |  | 0 | pc/s
2449 |  |  |  | PRO-PF 128-116 | Nut | 0 |  | 0 | pc/s
2450 |  |  |  | PRO-PF 59-12B | Nut | 0 |  | 0 | pc/s
2451 |  |  |  | PRO-PF 52-47 | Nut | 0 |  | 0 | pc/s
2452 |  |  |  | PRO-PF 57-15 | Nut | 0 |  | 0 | pc/s
2453 |  |  |  | PRO-PF 35-15 | Nut | 0 |  | 0 | pc/s
2454 |  |  |  | PRO-PF 19-9 | Nut | 0 |  | 0 | pc/s
2455 |  |  |  | PRO-PF 130-59 | Nut | 0 |  | 0 | pc/s
2456 |  |  |  | PRO-PF 100-371 | Nut | 0 |  | 0 | pc/s
2457 |  |  |  | PRO-PF 96-11 | Nut | 0 |  | 0 | pc/s
2458 |  |  |  | PRO-PF 130-60 | Nut | 0 |  | 0 | pc/s
2459 |  |  |  | PRO-PF 20-74 | Nut | 0 |  | 0 | pc/s
2460 |  |  |  | PRO-PF 20-238 | Nut | 0 |  | 0 | pc/s
2461 |  |  |  | PRO-PF 130-919 | Nut | 0 |  | 0 | pc/s
2462 |  |  |  | PRO-PF 32-120 | Nut | 0 |  | 0 | pc/s
2463 |  |  |  | PRO-PF 19-101-12 | Nut | 0 |  | 0 | pc/s
2464 |  |  |  | PRO-PF 103-14B | Nut | 0 |  | 0 | pc/s
2465 |  |  |  | PRO-PF 20-239 | Nut | 0 |  | 0 | pc/s
2466 |  |  |  | PRO-PF 128-40B | Nut | 0 |  | 0 | pc/s
2467 |  |  |  | PRO-PF 142-903 | Nut | 0 |  | 0 | pc/s
2468 | Local |  |  | PRO-PF 42-9 | Nut | 61 | 0 | 0 | pc/s | PRO-WH-RM1 | PROGEN | Rack 4-C
2469 |  |  |  | PRO-PF 129-29 | Nut | 0 |  | 0 | pc/s
2470 |  |  |  | PRO-PF 128-48 | Nut | 0 |  | 0 | pc/s
2471 |  |  |  | PRO-PF 50-421 | Nut | 0 |  | 0 | pc/s
2472 |  |  |  | PRO-PF 57-18 | Nut | 0 |  | 0 | pc/s
2473 |  |  |  | PRO-PF 130-62 | Nut | 0 |  | 0 | pc/s
2474 | Local |  |  | PRO-PF 215-4B | Nut | 10 | 0 | 0 | pc/s | PRO-WH-RM1 | PROGEN | Rack 4-A
2475 |  |  |  | PRO-PF 135-112 | Nut | 0 |  | 0 | pc/s
2476 |  |  |  | PRO-PF 103-982 | Nut | 0 |  | 0 | pc/s
2477 |  |  |  | PRO-PF 68-4 | Nut | 0 |  | 0 | pc/s
2478 |  |  |  | PRO-PF 134-17 | Nut | 0 |  | 0 | pc/s
2479 |  |  |  | PRO-PF 128-49 | Nut | 0 |  | 0 | pc/s
2480 |  |  |  | PRO-PF 75-253 | Nut | 0 |  | 0 | pc/s
2481 |  |  |  | PRO-PF 97-55 | Nut | 0 |  | 0 | pc/s
2482 |  |  |  | PRO-PF 128-30B | Nut | 0 |  | 0 | pc/s
2483 |  |  |  | PRO-PF 142-7 | Nut | 0 |  | 0 | pc/s
2484 | Local |  |  | PRO-PF 136-29B | Nut | 20 | 0 | 0 | pc/s | PRO-WH-RM1 | PROGEN | Rack 4-B
2485 |  |  |  | PRO-PF 128-41B | Nut | 0 |  | 0 | pc/s
2486 |  |  |  | PRO-PF 25-82 | Nut | 0 |  | 0 | pc/s
2487 |  |  |  | PRO-PF 75-11B | Nut | 0 |  | 0 | pc/s
2488 |  |  |  | PRO-PF 136-67 | Nut | 0 |  | 0 | pc/s
2489 |  |  |  | PRO-PF 128-640 | Nut | 0 |  | 0 | pc/s
2490 |  |  |  | PRO-PF 125-905 | Nut | 0 |  | 0 | pc/s
2491 |  |  |  | PRO-PF 128-31A | Nut | 0 |  | 0 | pc/s
2492 | Local |  |  | PRO-PF 136-29A | Nut | 11 | 0 | 0 | pc/s | PRO-WH-RM1 | PROGEN | Rack 4-B
2493 |  |  |  | PRO-PF 102-943 | Nut | 0 |  | 0 | pc/s
2494 |  |  |  | PRO-PF 135-904 | Nut | 0 |  | 0 | pc/s
2495 |  |  |  | PRO-PF 134-212 | Nut | 0 |  | 0 | pc/s
2496 |  |  |  | PRO-PF 75-240 | Nut | 0 |  | 0 | pc/s
2497 |  |  |  | PRO-PF 59-25A | Nut | 0 |  | 0 | pc/s
2498 |  |  |  | PRO-PF 19-101-5 | Nut | 0 |  | 0 | pc/s
2499 |  |  |  | PRO-PF 130-105 | Nut | 0 |  | 0 | pc/s
2500 | Local |  |  | PRO-PF 102-86 | Nut | 18 | 0 | 0 | pc/s | PRO-WH-RM1 | PROGEN | Rack 4-C
2501 |  |  |  | PRO-PF 128-641 | Nut | 0 |  | 0 | pc/s
2502 |  |  |  | PRO-PF 181-57 | Nut | 0 |  | 0 | pc/s
2503 |  |  |  | PRO-PF 140-43 | Nut | 0 |  | 0 | pc/s
2504 |  |  |  | PRO-PF 52-39 | Nut | 0 |  | 0 | pc/s
2505 |  |  |  | PRO-PF 134-213 | Nut | 0 |  | 0 | pc/s
2506 |  |  |  | PRO-PF 130-22B | Nut | 0 |  | 0 | pc/s
2507 |  |  |  | PRO-PF 130-106 | Nut | 0 |  | 0 | pc/s
2508 |  |  |  | PRO-PF 136-33 | Nut | 0 |  | 0 | pc/s
2509 |  |  |  | PRO-PF 140-151 | Nut | 0 |  | 0 | pc/s
2510 |  |  |  | PRO-PF 140-70 | Nut | 0 |  | 0 | pc/s
2511 |  |  |  | PRO-PF 50-946 | Nut | 0 |  | 0 | pc/s
2512 |  |  |  | PRO-PF 140-44 | Nut | 0 |  | 0 | pc/s
2513 |  |  |  | PRO-PF 19-27 | Nut | 0 |  | 0 | pc/s
2514 |  |  |  | PRO-PF 134-214 | Nut | 0 |  | 0 | pc/s
2515 |  |  |  | PRO-PF 142-90 | Nut | 0 |  | 0 | pc/s
2516 |  |  |  | PRO-PF 130-108 | Nut | 0 |  | 0 | pc/s
2517 |  |  |  | PRO-PF 20-46 | Nut | 0 |  | 0 | pc/s
2518 |  |  |  | PRO-PF 128-651B | Nut | 0 |  | 0 | pc/s
2519 |  |  |  | PRO-PF 59-10B | Nut | 0 |  | 0 | pc/s
2520 |  |  |  | PRO-PF 130-47B | Nut | 0 |  | 0 | pc/s
2521 |  |  |  | PRO-PF 136-105 | Nut | 0 |  | 0 | pc/s
2522 |  |  |  | PRO-PF 130-813 | Nut | 0 |  | 0 | pc/s
2523 | Local |  |  | PRO-PF 102-87 | Nut (Lock), PF 102-87 | 48 | 0 | 0 | pc/s | PRO-WH-RM1 | PROGEN | Drawer 4.4 Side Wall
2524 |  |  |  | PRO-PF 5-105 | Nut (SEMT) | 0 |  | 0 | pc/s
2525 |  |  |  | PRO-PF 128-Nut | Nut for Bolt 8-63A-42, PN A31101200, M12 x 1.75 | 0 |  | 0 | pc/s
2526 |  |  |  | K 31038 | Nut for Bolt K 31022 | 0 |  | 0
2527 |  |  |  | K 71035 | Nut for Bolt K 71033 | 0 |  | 0
2528 |  |  |  | K 11117 | Nut for Crosstie Rod | 0 |  | 0
2529 |  |  |  | K 27209 | Nut for fuel injection valve | 0 |  | 0
2530 |  |  |  | K 27258 | Nut for Fuel Pressure Valve, PN 3446280454 | 0 |  | 0
2531 | Local |  |  | ENG-PIE_1011 | Nut for Laydown | 4 | 0 | 0 | pc/s | PRO-WH-RM1 | PROGEN | Rack 1-B
2532 |  |  |  | K 73025 | Nut for Shaft K 73023 | 0 |  | 0
2533 |  |  |  | K 73125 | Nut for Shaft K 73123 | 0 |  | 0
2534 |  |  |  | K 11114 | Nut for Stud K 11113 | 0 |  | 0
2535 |  |  |  | K 27039 | Nut for Stud K 11122 (ZV) and 21112 (ZL) | 0 |  | 0
2536 |  |  |  | K 27045 | Nut for Stud K 27038 | 0 |  | 0
2537 |  |  |  | K 81190 | Nut for Threaded Pin K 81192 and for Support K 81260 | 0 |  | 0
2538 |  |  |  | K 11037 | Nut for Thrust Bolt | 0 |  | 0
2539 |  |  |  | K 19103 | Nut for Tie Rod K 19101 | 0 |  | 0
2540 |  |  |  | AUX-PAR_1245 | Nut, M24 | 0 |  | 0 | pc/s | PRO-WH-RM1 | PROGEN | Rack 3-C
2541 |  |  |  | AUX-PAR_1248 | Nut, M37 | 0 |  | 0 | pc/s | PRO-WH-RM1 | PROGEN | Rack 3-C
2542 | Local |  |  | PRO-PF 5-5A | Nut, PF 5-5A | 70 | 0 | 0 | pc/s | PRO-WH-RM1 | PROGEN | Rack 2-B
2543 | Local |  |  | PRO-PF 5-5B | Nut, PF 5-5B | 38 | 0 | 0 | pc/s | PRO-WH-RM1 | PROGEN | Rack 2-B
2544 |  |  |  | PRO-PF 70-14 | Nut, PF 70-14 | 0 |  | 0 | pc/s
2545 |  |  |  | PRO-PF 181-61 | Nut-Locking | 0 |  | 0 | pc/s
2546 | Local |  |  | PRO-PF-Generator | Nut/Bolt | 15 | 0 | 0 | pc/s | PRO-WH-RM1 |  | Rack 4-B
2547 |  |  |  | PRO-PF 71-13 | Nut/Fitted Bolt | 0 |  | 0 | pc/s
2548 |  |  |  | PRO-PF 73-16 | Nut/Slotted Nut | 0 |  | 0 | pc/s
2549 |  |  |  | PRO-PF 5-107 | O - ring | 0 |  | 0 | pc/s
2550 | Local |  |  | PRO-PF 15-29 | O - ring | 314 | 0 | 0 | pc/s | PRO-WH-RM1 | PROGEN | Oring Drawer 5
2551 |  |  |  | PRO-PF 50-32 | O ring | 0 |  | 0 | pc/s
2552 |  |  |  | PRO-PF 50-418 | O ring | 0 |  | 0 | pc/s
2553 |  |  |  | PRO-PF 135-320 | O ring | 0 |  | 0 | pc/s
2554 |  |  |  | PRO-PF 134-177 | O ring | 0 |  | 0 | pc/s
2555 |  |  |  | PRO-PF35-801 | O ring | 0 |  | 0 | pc/s
2556 |  |  |  | PRO-PF 134-168 | O ring | 0 |  | 0 | pc/s
2557 |  |  |  | K 55035 | O ring for Housing K 55001 | 0 |  | 0
2558 |  |  |  | PRO-PF 103-39 | O-ring | 0 |  | 0 | pc/s
2559 | Local |  |  | PRO-PF 125-314 | O-ring | 193 | 0 | 0 | pc/s | PRO-WH-RM1 | PROGEN | O-ring Box #6
2560 |  |  |  | PRO-PF 8-6 | O-ring | 0 |  | 0 | pc/s
2561 |  |  |  | PRO-PF 40-8 | O-ring | 0 |  | 0 | pc/s
2562 | Local |  |  | PRO-PF 134-194A | O-ring | 135 | 0 | 0 | pc/s | PRO-WH-RM1 | PROGEN | Oring Drawer 2
2563 |  |  |  | PRO-PF 136-37 | O-ring | 0 |  | 0 | pc/s
2564 | Local |  |  | PRO-PF 40-4 | O-ring | 365 | 0 | 0 | pc/s | PRO-WH-RM1 | PROGEN | Oring Drawer 4
2565 | Local |  |  | PRO-PF 103-36 | O-ring | 120 | 0 | 0 | pc/s | PRO-WH-RM1 | PROGEN | Oring Drawer 2
2566 | Local |  |  | PRO-PF 16-12 | O-ring | 843 | 0 | 0 | pc/s | PRO-WH-RM1 | PROGEN | O-ring Box #8
2567 |  |  |  | K 43160 | O-ring | 0 |  | 0
2568 | Local |  |  | PRO-PF 22-330 | O-ring | 126 | 0 | 0 | pc/s | PRO-WH-RM1 | PROGEN | Oring Drawer 5
2569 | Local |  |  | PRO-PF 52-43 | O-ring | 35 | 0 | 0 | pc/s | PRO-WH-RM1 | PROGEN | Oring Drawer 2
2570 | Local |  |  | PRO-PF 22-15 | O-ring | 220 | 0 | 0 | pc/s | PRO-WH-RM1 | PROGEN | O-ring Box #9
2571 | Local |  |  | PRO-PF 60-28 | O-ring | 10 | 0 | 0 | pc/s | PRO-WH-RM1 | PROGEN | Oring Drawer 2
2572 |  |  |  | PRO-PF 59-22A | O-ring | 0 |  | 0 | pc/s
2573 | Local |  |  | PRO-PF 30-14A (New) | O-ring | 1127 | 0 | 0 | pc/s | PRO-WH-RM1 | PROGEN | O-ring Box #1
2574 | Local |  |  | PRO-PF 18-11 | O-ring | 155 | 0 | 0 | pc/s | PRO-WH-RM1 | PROGEN | Oring Drawer 4
2575 | Local |  |  | PRO-PF 42-6 | O-ring | 472 | 0 | 0 | pc/s | PRO-WH-RM1 | PROGEN | Oring Drawer 2
2576 |  |  |  | PRO-PF 50-922 | O-ring | 0 |  | 0 | pc/s
2577 | Local |  |  | PRO-PF 52-44 | O-ring | 116 | 0 | 0 | pc/s | PRO-WH-RM1 | PROGEN | Oring Drawer 2
2578 | Local |  |  | PRO-PF 8-5 | O-ring | 148 | 0 | 0 | pc/s | PRO-WH-RM1 | PROGEN | O-ring Box #5
2579 |  |  |  | PRO-PF 40-119 | O-ring | 0 |  | 0 | pc/s
2580 | Local |  |  | PRO-PF 136-83A | O-ring | 58 | 0 | 0 | pc/s | PRO-WH-RM1 | PROGEN | Oring Drawer 2
2581 |  |  |  | PRO-PF 17-11 | O-ring | 0 |  | 0 | pc/s
2582 |  |  |  | PRO-PF 22-105-6 | O-ring | 0 |  | 0 | pc/s
2583 | Local |  |  | PRO-PF 71-27 | O-ring | 3 | 0 | 0 | pc/s | PRO-WH-RM1 | PROGEN | O-ring Box #2
2584 |  |  |  | PRO-PF 40-104 | O-ring | 0 |  | 0 | pc/s
2585 | Local |  |  | PRO-PF 22-105-8 | O-ring | 126 | 0 | 0 | pc/s | PRO-WH-RM1 | PROGEN | O-ring Box #3
2586 | Local |  |  | PRO-PF 32-60 | O-ring | 317 | 0 | 0 | pc/s | PRO-WH-RM1 | PROGEN | Oring Drawer 1
2587 |  |  |  | PRO-PF 103-38 | O-ring | 0 |  | 0 | pc/s
2588 |  |  |  | PRO-PF 136-147 | O-ring | 0 |  | 0 | pc/s
2589 | Local |  |  | PRO-PF 16-13 | O-ring | 2079 | 0 | 0 | pc/s | PRO-WH-RM1 | PROGEN | Oring Drawer 5
2590 | Local |  |  | PRO-PF 40-119A | O-ring (New) | 250 | 0 | 0 | pc/s | PRO-WH-RM1 | PROGEN | O-ring Box #2
2591 | Local |  |  | PRO-PF 40-119 B | O-ring (Old) | 368 | 0 | 0 | pc/s | PRO-WH-RM1 | PROGEN | O-ring Box #2
2592 | Local |  |  | PRO-PF 54-136 | O-ring (SEMT) | 22 | 0 | 0 | pc/s | PRO-WH-RM1 | PROGEN | Oring Drawer 3
2593 |  |  |  | PRO-PF 20-330 | O-ring (SEMT) | 0 |  | 0 | pc/s
2594 | Local |  |  | PRO-PF 20-347 | O-ring (SEMT), 2mm x 9mm | 19 | 0 | 0 | pc/s | PRO-WH-RM1 | PROGEN | Oring Drawer 1
2595 | Local |  |  | PRO-PF 54-135 | O-ring (SEMT), 3.5mm x 25mm | 21 | 0 | 0 | pc/s | PRO-WH-RM1 | PROGEN | Oring Drawer 3
2596 | Local |  |  | PRO-PF 75-91 | O-ring 001, PF 75-91 | 1 | 0 | 0 | pc/s | PRO-WH-RM1 | PROGEN | Drawer 3.2 Side Wall
2597 | Local |  |  | PRO-PF 20-0 | O-ring Cord | 1 | 0 | 0 | roll/s | PRO-WH-RM1 | PROGEN | O-ring Box #5
2598 |  |  |  | PRO-PF 20-335A | O-ring Cord 3mm x 10 mtrs | 0 |  | 0 | pc/s
2599 |  |  |  | K 73037 | O-ring for Bearing Housing K 73011, PN 3446275144 | 0 |  | 0
2600 |  |  |  | K 73137 | O-ring for Bearing Housing K 73111 | 0 |  | 0
2601 |  |  |  | K 41154 | O-ring for Camshaft Drive | 0 |  | 0
2602 |  |  |  | K 74150 | O-ring for Casing of Fuel Transfer Pump K 74102 | 0 |  | 0
2603 |  |  |  | K 44140 | O-ring for Connecting Piece K 44130, PN 3446275004 | 0 |  | 0
2604 |  |  |  | K 34144 | O-ring for Cooling Insert K 34133, PN 3466275142 | 0 |  | 0
2605 |  |  |  | K 73036 | O-ring for Cover K 73018, PN 3446275221 | 0 |  | 0
2606 |  |  |  | K 73136 | O-Ring for Cover K 73118 and K 73119 | 0 |  | 0
2607 |  |  |  | K 27051 | O-ring for Cylinder Cover, PN 3446275812 | 0 |  | 0
2608 |  |  |  | K 21406 | O-ring for Cylinder Liner, PN 3446275092 | 0 |  | 0
2609 |  |  |  | K 21404 | O-ring for Cylinder Liner, PN 3446275122 | 0 |  | 0
2610 |  |  |  | K 21405 | O-ring for Cylinder Liner, PN 3446275122 | 0 |  | 0
2611 |  |  |  | K 28044 | O-ring for Flange - K 28029 | 0 |  | 0
2612 |  |  |  | K 28045 | O-ring for Flange - K 28030 | 0 |  | 0
2613 |  |  |  | K 11072 | O-ring for Flange K 11055 | 0 |  | 0
2614 |  |  |  | K 11073 | O-ring for Flange K 11055 | 0 |  | 0
2615 |  |  |  | K 11827 | O-ring for Flange K 11815 | 0 |  | 0
2616 |  |  |  | K 11828 | O-ring for Flange K 11815 | 0 |  | 0
2617 |  |  |  | K 27275 | O-ring for Housing K 27259 and 27263 | 0 |  | 0
2618 |  |  |  | K 44126 | O-ring for Housing K 44101, PN 3446275074 | 0 |  | 0
2619 |  |  |  | K 87094 | O-ring for Housing K 87086 | 0 |  | 0
2620 |  |  |  | K 46214 | O-ring for Intermediate Wheel Shaft K 46146 | 0 |  | 0
2621 |  |  |  | K 27411 | O-ring for K 27402 and K 27403, PN 3436275004 | 0 |  | 0
2622 |  |  |  | K 42215 | O-ring for K 42201 | 0 |  | 0
2623 |  |  |  | K 44125 | O-ring for K 44117 and K 44120 | 0 |  | 0
2624 |  |  |  | K 55037 | O-ring for K 55050, PN 3446275002 | 0 |  | 0
2625 |  |  |  | K 70017 | O-ring for K 73000, K 73100, and K 74100 | 0 |  | 0
2626 |  |  |  | K 74153 | O-ring for K 74139 and K 74140 | 0 |  | 0
2627 |  |  |  | K 27276 | O-ring for Metal Tube K 27264, PN 3446275022 | 0 |  | 0
2628 |  |  |  | K 70018 | O-ring for Nozzle Cooling Water Pump K 73200 | 0 |  | 0
2629 |  |  |  | K 27211 | O-ring for Nozzle Holder, PN 3446575453 | 0 |  | 0
2630 |  |  |  | K 27212 | O-ring for Nut K 27029, PN 3446275882 | 0 |  | 0
2631 |  |  |  | K 27056 | O-ring for Nut K 27039 | 0 |  | 0
2632 |  |  |  | K 70016 | O-ring for Oil Pump K 71001 | 0 |  | 0
2633 |  |  |  | K 74151 | O-ring for Packing Ring K 74130 | 0 |  | 0
2634 |  |  |  | K 55036 | O-ring for Pump Cover K 55004, PN 3446275472 | 0 |  | 0
2635 |  |  |  | K 74152 | O-ring for Pump Impeller K 74123 | 0 |  | 0
2636 |  |  |  | K 16273 | O-ring for Ring k16135 | 0 |  | 0
2637 |  |  |  | K 11126 | O-ring for Ring K 11116, PN 3446270842 | 0 |  | 0
2638 |  |  |  | K 11127 | O-ring for Ring K 11117, PN 3446270842 | 0 |  | 0
2639 |  |  |  | K 16145 | O-ring for Ring K 16135 | 0 |  | 0
2640 |  |  |  | K 27055 | O-ring for Ring K-27010, PN 3446275104 | 0 |  | 0
2641 |  |  |  | K 43529 | O-ring for starting-air stop valve | 0 |  | 0
2642 |  |  |  | K 43546 | O-ring for Throttle-type Non Return Valve | 0 |  | 0
2643 |  |  |  | K 11039 | O-ring for Thrust Bolt K 11036 | 0 |  | 0
2644 |  |  |  | K 11040 | O-ring for Thrust Bolt K 11036 | 0 |  | 0
2645 |  |  |  | K 27113 | O-ring for Valve Guide K 27112, PN 3446275413 | 0 |  | 0
2646 |  |  |  | _1019 | O-ring for Valve Guide K 27112, PN 3446275413 | 0 |  | 0
2647 |  |  |  | K 47012 | O-ring for Valve K 47005, Cover K 47006 and Plate K 47061 | 0 |  | 0
2648 |  |  |  | K 46338 | O-ring for Valve Plate | 0 |  | 0
2649 |  |  |  | K 27122 | O-ring for Valve Seat K 27108, PN 34462754562 | 0 |  | 0
2650 |  |  |  | K 43530 | O-ring for Valve Seat K 43516 | 0 |  | 0
2651 | Local |  |  | PRO-PF 42-6B | O-ring PF 42-6B | 364 | 0 | 0 | pc/s | PRO-WH-RM1 | PROGEN | O-ring Box #4
2652 |  |  |  | _1001 | O-ring, 10mm ID x 14mm OD x 2mmT | 0 |  | 0 | pc/s
2653 |  |  |  | PRO-PF 136-423 | O-ring, 192mm dia x 3mm dia | 0 |  | 0 | pc/s
2654 | Local |  |  | PRO-PF 18-58 | O-ring, 2.5mm x 70mm | 95 | 0 | 0 | pc/s | PRO-WH-RM1 | PROGEN | Oring Drawer 1
2655 |  |  |  | AUX-PAR_1225 | O-Ring, 22340474 | 0 |  | 0 | pc/s | PRO-WH-RM1 | PROGEN | Aux Rack 6-A
2656 | Local |  |  | PRO-PF 40-7 | O-ring, 26 mm x 7 mm | 447 | 0 | 0 | pc/s | PRO-WH-RM1 | PROGEN | Oring Drawer 4
2657 |  |  |  | PRO-PF 136-137 | O-ring, 27.7 x 3.5mm | 0 |  | 0 | pc/s
2658 |  |  |  | PRO-PF 1-14 | O-ring, 29.74 mm x 3.53 mm (old type) | 0 |  | 0 | pc/s
2659 | Local |  |  | PRO-PF 1-14 | O-ring, 3.5mm x 25.5mm | 26 | 0 | 0 | pc/s | PRO-WH-RM1 | PROGEN | Oring Drawer 1
2660 | Local |  |  | PRO-PF 15-20 | O-ring, 3.5mm x 30mm | 246 | 0 | 0 | pc/s | PRO-WH-RM1 | PROGEN | Oring Drawer 1
2661 | Local |  |  | PRO-PF 5-7 | O-ring, 339 mm x 5 mm | 111 | 0 | 0 | pc/s | PRO-WH-RM1 | PROGEN | O-ring Box #4
2662 | Local |  |  | PRO-PF 42-5 | O-ring, 3mm x 41mm | 150 | 0 | 0 | pc/s | PRO-WH-RM1 | PROGEN | Oring Drawer 3
2663 | Local |  |  | PRO-PF 42-8 | O-ring, 3mm x 50mm | 227 | 0 | 0 | pc/s | PRO-WH-RM1 | PROGEN | Oring Drawer 3
2664 | Local |  |  | PRO-PF 22-332 | O-ring, 3mm x 56mm | 297 | 0 | 0 | pc/s | PRO-WH-RM1 | PROGEN | Oring Drawer 4
2665 | Local |  |  | PRO-PF 17-111 | O-ring, 3mm x 71mm | 8 | 0 | 0 | pc/s | PRO-WH-RM1 | PROGEN | Oring Drawer 1
2666 | Local |  |  | PRO-PF 17-112 | O-ring, 40.64 mm x 3.53 mm | 240 | 0 | 0 | pc/s | PRO-WH-RM1 | PROGEN | Oring Drawer 1
2667 |  |  |  | PRO-PF 32-61 | O-ring, 40.64 x 3.53 | 0 |  | 0 | pc/s
2668 |  |  |  | PRO-PF 5-14 | O-ring, 46.99mm x 8mm | 0 |  | 0 | pc/s
2669 |  |  |  | PRO-PF 22-115 | O-ring, 486 x 6 mm | 0 |  | 0 | pc/s
2670 |  |  |  | PRO-PF 1-27 | O-ring, 49.4mm dia. X 3.1mm dia. | 0 |  | 0 | pc/s
2671 |  |  |  | PRO-PF 20-332 | O-ring, 56.52 x 5.33mm | 0 |  | 0 | pc/s
2672 | Local |  |  | PRO-PF 30-6 | O-ring, 59.69 mm x 5.33 mm | 200 | 0 | 0 | pc/s | PRO-WH-RM1 | PROGEN | Oring Drawer 5
2673 |  |  |  | PRO-PF 17-31 | O-ring, 59.69 x 5.33mm | 0 |  | 0 | pc/s
2674 | Local |  |  | PRO-PF 15-28 | O-ring, 5mm x 124mm | 52 | 0 | 0 | pc/s | PRO-WH-RM1 | PROGEN | Oring Drawer 3
2675 | Local |  |  | PRO-PF 18-59 | O-ring, 5mm x 50mm | 52 | 0 | 0 | pc/s | PRO-WH-RM1 | PROGEN | Oring Drawer 1
2676 | Local |  |  | PRO-PF 18-57 | O-ring, 5mm x 52mm | 102 | 0 | 0 | pc/s | PRO-WH-RM1 | PROGEN | Oring Drawer 1
2677 | Local |  |  | PRO-PF 20-335 | O-ring, 5mm x 80mm | 91 | 0 | 0 | pc/s | PRO-WH-RM1 | PROGEN | Oring Drawer 3
2678 | Local |  |  | PRO-PF 1-15 | O-ring, 5mm x 93mm | 82 | 0 | 0 | pc/s | PRO-WH-RM1 | PROGEN | Oring Drawer 1
2679 | Local |  |  | PRO-PF 75-210 | O-ring, 7mm x 176mm | 2 | 0 | 0 | pc/s | Oring Drawer | PROGEN | Oring Drawer 2
2680 |  |  |  | PRO-PF 40-114 | O-ring, Cooling Water Manifold | 0 |  | 0 | pc/s
2681 |  |  |  | PRO-PF 35-8 | O-ring, PN 312153100 (NIIGATA) | 0 |  | 0 | pc/s
2682 | Local |  |  | PRO-PF 30-25 | Oil Cap/ Plug, PF 30-25 | 30 | 0 | 0 | pc/s | PRO-WH-RM1 | PROGEN
2683 |  |  |  | PRO-PF 75-249 | Oil Cup | 0 |  | 0 | pc/s
2684 |  |  |  | K 12032 | Oil Cup - Bottom Part | 0 |  | 0
2685 |  |  |  | K 12031 | Oil Cup - Top Part | 0 |  | 0
2686 |  |  |  | K 12030 | Oil Cup, two-part, Complete for Crankshaft Thrust Bearing | 0 |  | 0
2687 |  |  |  | AUX-PAR_1223 | Oil Fan, AL-155 | 0 |  | 0 | pc/s | PRO-WH-RM1 | PROGEN | Aux Rack 6-A
2688 |  |  |  | K 11050 | Oil Filter for Crankcase | 0 |  | 0
2689 |  |  |  | PRO-PF 50-954 | Oil Gauge | 0 |  | 0 | pc/s
2690 |  |  |  | PRO-PF 134-378 | Oil Inlet | 0 |  | 0 | pc/s
2691 |  |  |  | ENG-PIE_1071 | Oil Pan | 0 |  | 0 | unit/s
2692 |  |  |  | PRO-PF 160-501 | Oil Pump | 0 |  | 0 | pc/s
2693 |  |  |  | K 71011 | Oil Pump Casing, Complete for K 71001 and K 71004 | 0 |  | 0
2694 |  |  |  | PRO-PF 134-122 | Oil Pump Drain | 0 |  | 0 | pc/s
2695 |  |  |  | K 71004 | Oil Pump, Complete (engine, left-hand turning) | 0 |  | 0
2696 |  |  |  | K 71001 | Oil Pump, Complete (engine, right-hand turning) | 0 |  | 0
2697 |  |  |  | PRO-PF 135-578 | Oil Return Pipe to tank | 0 |  | 0 | pc/s
2698 |  |  |  | K 16011 | Oil Return Pipe, Complete for Crankcase Vent | 0 |  | 0
2699 | Local |  |  | PRO-PF 5-22 | Oil Scrapper, PF 5-22 | 16 | 0 | 0 | pc/s | PRO-WH-RM1 | PROGEN | Rack 1-A
2700 |  |  |  | K 43568 | Oil Seal | 0 |  | 0
2701 |  |  |  | PRO-PF 73-13A | Oil Seal | 0 |  | 0 | pc/s
2702 |  |  |  | PRO-PF 50-88 | Oil Seal | 0 |  | 0 | pc/s
2703 |  |  |  | PRO-PF 75-207 | Oil Seal | 0 |  | 0 | pc/s
2704 |  |  |  | PRO-PF 57-5 | Oil Seal | 0 |  | 0 | pc/s
2705 |  |  |  | PRO-PF 73-52 | Oil Seal | 0 |  | 0 | pc/s
2706 |  |  |  | K 43567 | Oil Seal | 0 |  | 0
2707 |  |  |  | AUX-PAR_1284 | Oil Seal, 100mm x 130mm x 12mm | 0 |  | 0 | pc/s | PRO-WH-RM1 | PROGEN | Aux Rack 4-D
2708 |  |  |  | AUX-PAR_1279 | Oil Seal, 110mm x 130mm x 12mm | 0 |  | 0 | pc/s | PRO-WH-RM1 | PROGEN | Aux Rack 4-D
2709 |  |  |  | AUX-PAR_1287 | Oil Seal, 19mm x 47mm x 10mm | 0 |  | 0 | pc/s | PRO-WH-RM1 | PROGEN | Aux Rack 4-D
2710 |  |  |  | AUX-PAR_1272 | Oil Seal, 25mm x 42mm x 8mm, SJ8-H9 | 0 |  | 0 | pc/s | PRO-WH-RM1 | PROGEN | Aux Rack 6-B, Drawer 2A
2711 |  |  |  | AUX-PAR_1285 | Oil Seal, 30mm x 50mm x 10mm | 0 |  | 0 | pc/s | PRO-WH-RM1 | PROGEN | Aux Rack 4-D
2712 |  |  |  | AUX-PAR_1276 | Oil Seal, 30mm x 55mm x 10mm | 0 |  | 0 | pc/s | PRO-WH-RM1 | PROGEN | Rack 4-D
2713 |  |  |  | AUX-PAR_1273 | Oil seal, 50mm x 75mm x 10mm | 0 |  | 0 | pc/s | PRO-WH-RM1 | PROGEN | Rack 4-D
2714 |  |  |  | AUX-PAR_1277 | Oil Seal, 52mm x 72mm x 8mm | 0 |  | 0 | pc/s | PRO-WH-RM1 | PROGEN | Aux Rack 4-D
2715 |  |  |  | AUX-PAR_1269 | Oil Seal, 55mm x 70mm x 9mm | 0 |  | 0 | pc/s | PRO-WH-RM1 | PROGEN | Rack 4-D
2716 |  |  |  | AUX-PAR_1274 | Oil Seal, 55mm x 78mm x 12mm | 0 |  | 0 | pc/s | PRO-WH-RM1 | PROGEN | Rack 4-D
2717 |  |  |  | AUX-PAR_1272 | Oil Seal, 58mm x 80mm x 13mm | 0 |  | 0 | pc/s | PRO-WH-RM1 | PROGEN | Aux Rack 4-D
2718 | Local |  |  | PRO-PF 82-8 | Oil Seal, 64 x 80 x 13 | 7 | 0 | 0 | pc/s | PRO-WH-RM1 | PROGEN | Oring Drawer 1
2719 |  |  |  | AUX-PAR_1268 | Oil Seal, 80mm x 58mm x 8mm | 0 |  | 0 | pc/s | PRO-WH-RM1 | PROGEN | Rack 4-D
2720 |  |  |  | AUX-PAR_1278 | Oil Seal, 95mm x 12mm x 13mm | 0 |  | 0 | pc/s | PRO-WH-RM1 | PROGEN | Aux Rack 4-D
2721 |  |  |  | K 11817 | Oil Strainer for Oil Sump | 0 |  | 0
2722 |  |  |  | K 11801 | Oil Sump | 0 |  | 0
2723 |  |  |  | K 11800 | Oil Sump, Complete | 0 |  | 0
2724 |  |  |  | PRO-PF 140-257 | Oiler | 0 |  | 0 | pc/s
2725 |  |  |  | PRO-PF 140-361 | Oiler Support | 0 |  | 0 | pc/s
2726 |  |  |  | PRO-PF 180-40 | One-piece Support | 0 |  | 0 | pc/s
2727 |  |  |  | K 34000 | Operating Piston, complete | 0 |  | 0
2728 |  |  |  | AUX-PAR_1267 | Operating Water Disc Retainer, PN 6016004, SJ-W6 | 0 |  | 0 | pc/s | PRO-WH-RM1 | PROGEN | Aux Rack 6-B, Drawer 2A
2729 |  |  |  | K 72104 | Orbit Motor, Complete | 0 |  | 0
2730 |  |  |  | PRO-PF 130-49A | Orifice | 0 |  | 0 | pc/s
2731 |  |  |  | PRO-PF 215-25 | Orifice | 0 |  | 0 | pc/s
2732 |  |  |  | PRO-PF 134-166A | Orifice | 0 |  | 0 | pc/s
2733 |  |  |  | PRO-PF 136-136 | Orifice | 0 |  | 0 | pc/s
2734 |  |  |  | PRO-PF 65-320 | Orifice | 0 |  | 0 | pc/s
2735 |  |  |  | AUX-PAR_1280 | Orifice Washer, for Dirty Oil Inlet Pipe, SJ6-T17 | 0 |  | 0 | pc/s | PRO-WH-RM1 | PROGEN | Aux Rack 6-B, Drawer 2B
2736 |  |  |  | PRO-PF 96-314 | Oring | 0 |  | 0 | pc/s
2737 |  |  |  | PRO-PF 54-27 | Oring | 0 |  | 0 | pc/s
2738 |  |  |  | PRO-PF 54-31 | Oring | 0 |  | 0 | pc/s
2739 |  |  |  | PRO-PF 52-ORING | Oring | 0 |  | 0 | pc/s
2740 |  |  |  | PRO-PF 215-11A | Oring | 0 |  | 0 | pc/s
2741 | Local |  |  | PRO-PF 30-14b (Old) | Oring | 345 | 0 | 0 | pc/s | PRO-WH-RM1 | PROGEN | O-ring Box #1
2742 |  |  |  | PRO-PF 215-13 | Oring | 0 |  | 0 | pc/s
2743 |  |  |  | K 21445 | Oring | 0 |  | 0
2744 | Local |  |  | PRO-PF 65-317 | Oring | 8 | 0 | 0 | pc/s | PRO-WH-RM1 | PROGEN | Oring Drawer 2
2745 |  |  |  | PRO-PF 65-319 | Oring | 0 |  | 0 | pc/s
2746 |  |  |  | PRO-PF 54-26 | Oring | 0 |  | 0 | pc/s
2747 |  |  |  | ENG-PIE_1035 | Oring (D-102 mm, T- 5 mm) | 0 |  | 0 | pc/s
2748 |  |  |  | ENG-PIE_1037 | Oring (D-163 mm, T- 8 mm) | 0 |  | 0 | pc/s
2749 |  |  |  | ENG-PIE_1036 | Oring (D-177 mm, T- 7 mm) | 0 |  | 0 | pc/s
2750 |  |  |  | ENG-PIE_1008 | Oring (D-293 mm, T- 7 mm) | 0 |  | 0 | pc/s
2751 |  |  |  | ENG-PIE_1034 | Oring (D-65 mm, T-5 mm) | 0 |  | 0 | pc/s
2752 |  |  |  | PRO-PF 102-38 | Outer Spring | 0 |  | 0 | pc/s
2753 |  |  |  | PRO-PF 50-29 | Outer Spring | 0 |  | 0 | pc/s
2754 |  |  |  | K 27504 | Outer Valve Spring for the Inlet and Exhaust Valve, PN 8446276173 | 0 |  | 0
2755 |  |  |  | PRO-PF 136-72 | Oval Flange | 0 |  | 0 | pc/s
2756 |  |  |  | PRO-PF 136-75 | Oval Flange | 0 |  | 0 | pc/s
2757 |  |  |  | PRO-PF 142-25 | Oval Flange | 0 |  | 0 | pc/s
2758 |  |  |  | PRO-PF 136-62 | Oval Joint | 0 |  | 0 | pc/s
2759 |  |  |  | PRO-PF 136-63 | Oval Joint | 0 |  | 0 | pc/s
2760 |  |  |  | PRO-PF 142-82 | Oval Joint | 0 |  | 0 | pc/s
2761 |  |  |  | ENG-PIE_1075 | Overspeed Drive | 0 |  | 0 | assy/s
2762 |  |  |  | PRO-PF 134-114 | Overspeed Safety Device Outlet | 0 |  | 0 | pc/s
2763 |  |  |  | K 46100 | Overspeed Trip, Complete | 0 |  | 0
2764 |  |  |  | PRO-PF 128-23A | Packing | 0 |  | 0 | pc/s
2765 |  |  |  | PRO-PF 19-101-9 | Packing | 0 |  | 0 | pc/s
2766 | Local |  |  | PRO-PF 30-33 | Packing | 30 | 0 | 0 | pc/s | PRO-WH-RM1 | PROGEN | Rack 1-B
2767 |  |  |  | PRO-PF 97-32 | Packing | 0 |  | 0 | pc/s
2768 |  |  |  | PRO-PF 73-54 | Packing | 0 |  | 0 | pc/s
2769 | Local |  |  | PRO-PF 22-3 | Packing | 144 | 0 | 0 | pc/s | PRO-WH-RM1 | PROGEN | O-ring Box #7
2770 |  |  |  | PRO-PF 125-5 | Packing | 0 |  | 0 | pc/s
2771 |  |  |  | PRO-PF 32-13 | Packing | 0 |  | 0 | pc/s
2772 |  |  |  | K 66151 SEM | Packing | 0 |  | 0
2773 |  |  |  | PRO-PF 25-114 | Packing | 0 |  | 0 | pc/s
2774 |  |  |  | PRO-PF 134-172 | Packing | 0 |  | 0 | pc/s
2775 |  |  |  | PRO-PF 19-101-11 | Packing | 0 |  | 0 | pc/s
2776 |  |  |  | PRO-PF 57-16 | Packing | 0 |  | 0 | pc/s
2777 |  |  |  | PRO-PF 25-013 | Packing | 0 |  | 0 | pc/s
2778 |  |  |  | PRO-PF 97-36 | Packing | 0 |  | 0 | pc/s
2779 |  |  |  | K 66153 SEM | Packing | 0 |  | 0
2780 |  |  |  | PRO-PF 134-176 | Packing | 0 |  | 0 | pc/s
2781 |  |  |  | PRO-PF 50-467 | Packing | 0 |  | 0 | pc/s
2782 |  |  |  | PRO-PF 97-40 | Packing | 0 |  | 0 | pc/s
2783 |  |  |  | PRO-PF 125-903 | Packing | 0 |  | 0 | pc/s
2784 |  |  |  | K 66154 SEM | Packing | 0 |  | 0
2785 |  |  |  | PRO-PF 72-52 | Packing | 0 |  | 0 | pc/s
2786 |  |  |  | PRO-PF 75-40 | Packing | 0 |  | 0 | pc/s
2787 |  |  |  | PRO-PF 97-41 | Packing | 0 |  | 0 | pc/s
2788 |  |  |  | PRO-PF 22-903 | Packing | 0 |  | 0 | pc/s
2789 |  |  |  | PRO-PF 142-904 | Packing | 0 |  | 0 | pc/s
2790 |  |  |  | PRO-PF 101-360 | Packing | 0 |  | 0 | pc/s
2791 |  |  |  | PRO-PF 136-189 | Packing | 0 |  | 0 | pc/s
2792 |  |  |  | PRO-PF 72-53 | Packing | 0 |  | 0 | pc/s
2793 |  |  |  | PRO-PF 130-85 | Packing | 0 |  | 0 | pc/s
2794 |  |  |  | PRO-PF 135-119 | Packing | 0 |  | 0 | pc/s
2795 |  |  |  | PRO-PF 97-42 | Packing | 0 |  | 0 | pc/s
2796 |  |  |  | PRO-PF 75-121 | Packing | 0 |  | 0 | pc/s
2797 |  |  |  | PRO-PF 72-59 | Packing | 0 |  | 0 | pc/s
2798 |  |  |  | PRO-PF 103-27 | Packing | 0 |  | 0 | pc/s
2799 |  |  |  | PRO-PF 22-105-5 | Packing | 0 |  | 0 | pc/s
2800 | Local |  |  | PRO-PF 35-5 | Packing | 65 | 0 | 0 | pc/s | PRO-WH-RM1 | PROGEN | Rack 6-D
2801 |  |  |  | PRO-PF 128-110 | Packing | 0 |  | 0 | pc/s
2802 |  |  |  | PRO-PF 97-44 | Packing | 0 |  | 0 | pc/s
2803 |  |  |  | PRO-PF 60-221 | Packing | 0 |  | 0 | pc/s
2804 |  |  |  | PRO-PF 130-46A | Packing | 0 |  | 0 | pc/s
2805 |  |  |  | PRO-PF 97-20A | Packing | 0 |  | 0 | pc/s
2806 |  |  |  | PRO-PF 134-185 | Packing | 0 |  | 0 | pc/s
2807 |  |  |  | PRO-PF 75-20 | Packing | 0 |  | 0 | pc/s
2808 |  |  |  | PRO-PF 128-36B | Packing | 0 |  | 0 | pc/s
2809 |  |  |  | PRO-PF 72-62 | Packing | 0 |  | 0 | pc/s
2810 |  |  |  | PRO-PF 130-87 | Packing | 0 |  | 0 | pc/s
2811 |  |  |  | PRO-PF 20-909 | Packing | 0 |  | 0 | pc/s
2812 |  |  |  | PRO-PF 136-260 | Packing | 0 |  | 0 | pc/s
2813 |  |  |  | PRO-PF 72-63 | Packing | 0 |  | 0 | pc/s
2814 |  |  |  | PRO-PF 134-276 | Packing | 0 |  | 0 | pc/s
2815 |  |  |  | PRO-PF 130-88 | Packing | 0 |  | 0 | pc/s
2816 |  |  |  | PRO-PF 135-945 | Packing | 0 |  | 0 | pc/s
2817 |  |  |  | PRO-PF 72-86 | Packing | 0 |  | 0 | pc/s
2818 |  |  |  | PRO-PF 136-139 | Packing | 0 |  | 0 | pc/s
2819 |  |  |  | PRO-PF 32-40 | Packing | 0 |  | 0 | pc/s
2820 |  |  |  | PRO-PF 75-360 | Packing | 0 |  | 0 | pc/s
2821 |  |  |  | PRO-PF 72-64 | Packing | 0 |  | 0 | pc/s
2822 |  |  |  | PRO-PF 128-154 | Packing | 0 |  | 0 | pc/s
2823 |  |  |  | PRO-PF 32-52 | Packing | 0 |  | 0 | pc/s
2824 |  |  |  | PRO-PF 62-5A | Packing | 0 |  | 0 | pc/s
2825 |  |  |  | PRO-PF 97-24A | Packing (PC-01525 12V, 14V) | 0 |  | 0 | pc/s
2826 |  |  |  | AUX-PAR_1149 | Packing #6 KSB | 0 |  | 0 | pc/s | PRO-WH-RM1 | PROGEN | Aux Rack 2-C
2827 | Local |  |  | PRO-PF 103-35 | Packing / Felt Packing, PF 103-35 | 25 | 0 | 0 | pc/s | PRO-WH-RM1 | PROGEN | Drawer 4.1 Side Wall
2828 | Local |  |  | PRO-PF 103-37 | Packing / Felt Packing, PF 103-37 | 26 | 0 | 0 | pc/s | PRO-WH-RM1 | PROGEN | Drawer 4.1 Side Wall
2829 | Local |  |  | PRO-PF 40-14 | Packing / Gasket | 78 | 0 | 0 | pc/s | PRO-WH-RM1 | PROGEN | Rack 1-B
2830 | Local |  |  | PRO-PF - WIC | Packing / Gasket | 68 | 0 | 0 | pc/s | PRO-WH-RM1 | PROGEN | Rack 1-C
2831 | Local |  |  | PRO-PF 103-24 | Packing / Gasket / Joint | 32 | 0 | 0 | pc/s | PRO-WH-RM1 | PROGEN | Rack 1-B
2832 | Local |  |  | PRO-PF 16-6 | Packing / Special Joint, PF 16-6 | 47 | 0 | 0 | pc/s | PRO-WH-RM1 | PROGEN | Drawer 3.5 Side Wall
2833 |  |  |  | PRO-PF 97-31 | Packing 12V | 0 |  | 0 | pc/s
2834 |  |  |  | PRO-PF 97-28 | Packing 12V | 0 |  | 0 | pc/s
2835 |  |  |  | PRO-PF 97-29 | Packing 12V | 0 |  | 0 | pc/s
2836 |  |  |  | PRO-PF 97-30 | Packing 12V | 0 |  | 0 | pc/s
2837 |  |  |  | PRO-PF 97-24B | Packing 14V | 0 |  | 0 | pc/s
2838 |  |  |  | PRO-PF 97-25 | Packing 14V | 0 |  | 0 | pc/s
2839 |  |  |  | PRO-PF 97-26 | Packing 14V | 0 |  | 0 | pc/s
2840 |  |  |  | PRO-PF 97-27 | Packing 14V | 0 |  | 0 | pc/s
2841 |  |  |  | PRO-PF 97-23 | Packing 16V | 0 |  | 0 | pc/s
2842 |  |  |  | PRO-PF 97-21 | Packing 16V | 0 |  | 0 | pc/s
2843 |  |  |  | PRO-PF 97-22 | Packing 16V | 0 |  | 0 | pc/s
2844 |  |  |  | AUX-PAR_1153 | Packing 172mmx184mmx2mm | 0 |  | 0 | pc/s | PRO-WH-RM1 | PROGEN | Aux Rack 2-C
2845 |  |  |  | AUX-PAR_1152 | Packing 172mmx184mmx3mm | 0 |  | 0 | pc/s | PRO-WH-RM1 | PROGEN | Aux Rack 2-C
2846 |  |  |  | AUX-PAR_1150 | Packing 184mmx188mmx6mm | 0 |  | 0 | set/s | PRO-WH-RM1 | PROGEN | Aux Rack 2-C
2847 |  |  |  | AUX-PAR_1151 | Packing 184mmx188mmx6mm, pc. | 0 |  | 0 | pc/s | PRO-WH-RM1 | PROGEN | Aux Rack 2-C
2848 |  |  |  | PRO-PF 97-16 | Packing 18V | 0 |  | 0 | pc/s
2849 |  |  |  | PRO-PF 97-17 | Packing 18V | 0 |  | 0 | pc/s
2850 |  |  |  | PRO-PF 97-18 | Packing 18V | 0 |  | 0 | pc/s
2851 |  |  |  | PRO-PF 97-19 | Packing 18V | 0 |  | 0 | pc/s
2852 |  |  |  | PRO-PF 97-20B | Packing 18V | 0 |  | 0 | pc/s
2853 |  |  |  | K 71040 | Packing for Cover K 71039 | 0 |  | 0
2854 |  |  |  | K 27438 | Packing for Flange K 27437 | 0 |  | 0
2855 | Local |  |  | AUX-PAR_1048 | Packing for Fuel Oil Filter, KFM A21 | 31 | 0 | 0 | pc/s | PRO-WH-RM1 | PROGEN | Aux Rack 1-C
2856 |  |  |  | K 73038 | Packing for K 73033 | 0 |  | 0
2857 |  |  |  | K 73039 | Packing for K 73034 | 0 |  | 0
2858 |  |  |  | K 73139 | Packing for K 73134 | 0 |  | 0
2859 |  |  |  | K 74137 | Packing for Stop K 74136 | 0 |  | 0
2860 |  |  |  | AUX-PAR_1164 | Packing Gasket 12x20x2mm | 0 |  | 0 | pc/s | PRO-WH-RM1 | PROGEN | Aux Rack 2-D
2861 |  |  |  | K 74130 | Packing Ring for Fuel Transfer Pump | 0 |  | 0
2862 |  |  |  | K 16010 | Packing Ring for K 16009 | 0 |  | 0
2863 |  |  |  | ECV-03 | Packing Ring for K 93112 | 0 |  | 0
2864 |  |  |  | K 93116 | Packing Ring for K 93112 | 0 |  | 0
2865 |  |  |  | ECV-04 | Packing Ring for K 93113 | 0 |  | 0
2866 |  |  |  | K 93117 | Packing Ring for K 93113 | 0 |  | 0
2867 |  |  |  | K 43565 | Packing Ring for Locking Screw K 43564 | 0 |  | 0
2868 |  |  |  | K 43574 | Packing Ring for Locking Screw K 43573 | 0 |  | 0
2869 |  |  |  | K 74157 | Packing Ring for Locking Screw K 74141 | 0 |  | 0
2870 |  |  |  | K 46398 | Packing Ring for Serto Union K 46369 | 0 |  | 0
2871 |  |  |  | K 74156 | Packing Ring for Valve Housing K 74140 | 0 |  | 0
2872 |  |  |  | K 46339 | Packing Ring for Valve Plate | 0 |  | 0
2873 |  |  |  | K 46340 | Packing Ring for Valve Plate | 0 |  | 0
2874 | Local |  |  | PRO-PF 32-59 | Packing Ring, PF 32-59 | 140 | 0 | 0 | pc/s | PRO-WH-RM1 | PROGEN | Rack 2-C
2875 |  |  |  | AUX-PAR_1207 | Packing SJ-6011011 | 0 |  | 0 | pc/s | PRO-WH-RM1 | PROGEN | Rack 3-B
2876 |  |  |  | AUX-PAR_1216 | Packing SJ-V40 ( purifier Exhaust Gasket ) | 0 |  | 0 | pc/s | PRO-WH-RM1 | PROGEN | Rack 3-B
2877 |  |  |  | K 16248 | Packing Strip for Casings K 16241 | 0 |  | 0
2878 |  |  |  | K 16249 | Packing Strip for Casings K 16241 | 0 |  | 0
2879 | Local |  |  | PRO-PF 128-22B | Packing, (Fabricated) (NKK) | 59 | 0 | 0 | pc/s | PRO-WH-RM1 | PROGEN | Rack 1-C
2880 | Local |  |  | AUX-PAR_1071 | Packing, 110x116x4mm, Black | 1 | 0 | 0 | pc/s | PRO-WH-RM1 | PROGEN | Aux Rack 1-C Drawer 1.8
2881 | Local |  |  | AUX-PAR_1069 | Packing, 110x116x4mm, Brown | 2 | 0 | 0 | pc/s | PRO-WH-RM1 | PROGEN | Aux Rack 1-C Drawer 1.8
2882 | Local |  |  | AUX-PAR_1070 | Packing, 114x108x4mm, White | 4 | 0 | 0 | pc/s | PRO-WH-RM1 | PROGEN | Aux Rack 1-C Drawer 1.8
2883 | Local |  |  | AUX-PAR_1066 | Packing, 114x120x4mm, White | 6 | 0 | 0 | pc/s | PRO-WH-RM1 | PROGEN | Aux Rack 1-C Drawer 1.8
2884 | Local |  |  | AUX-PAR_1068 | Packing, 115x121x4mm, Black | 1 | 0 | 0 | pc/s | PRO-WH-RM1 | PROGEN | Aux Rack 1-C Drawer 1.8
2885 | Local |  |  | AUX-PAR_1067 | Packing, 115x121x4mm, White | 5 | 0 | 0 | pc/s | PRO-WH-RM1 | PROGEN | Aux Rack 1-C Drawer 1.8
2886 | Local |  |  | AUX-PAR_1065 | Packing, 139x131x4mm, Black | 3 | 0 | 0 | pc/s | PRO-WH-RM1 | PROGEN | Aux Rack 1-C Drawer 1.8
2887 | Local |  |  | AUX-PAR_1032 | Packing, 142x152x3mm, KFM-29 | 28 | 0 | 0 | pc/s | PRO-WH-RM1 | PROGEN | Aux Rack 1-B
2888 | Local |  |  | AUX-PAR_1037 | Packing, 2x150x165mm (KLM-29) | 41 | 0 | 0 | pc/s | PRO-WH-RM1 | PROGEN | Aux Rack 1-B
2889 |  |  |  | AUX-PAR_1054 | Packing, 61x80x1mm | 0 |  | 0 | pc/s | PRO-WH-RM1 | PROGEN | Aux Rack 4-D
2890 |  |  |  | PRO-PF 73-7 | Packing, Coupling Oil Seal | 0 |  | 0 | pc/s
2891 |  |  |  | AUX-PAR_1146 | Packing, KFM-A2 | 0 |  | 0 | pc/s | PRO-WH-RM1 | PROGEN | Aux Rack 2-B
2892 | Local |  |  | AUX-PAR_1078 | Packing, KLMB3 | 8 | 0 | 0 | pc/s | PRO-WH-RM1 | PROGEN | Aux Rack 1-C Drawer 2.7
2893 | Local |  |  | PRO-PF 128-22A | Packing, PN 312362200 (SEMT) | 121 | 0 | 0 | pc/s | PRO-WH-RM1 | PROGEN | Rack 1-C
2894 |  |  |  | AUX-PAR_1083 | Packing, SJ-3052002 | 0 |  | 0 | pc/s | PRO-WH-RM1 | PROGEN | Aux Rack 1-C Drawer 3.2
2895 | Local |  |  | PRO-PF 20-9 | Packing/Gasket | 35 | 0 | 0 | pc/s | PRO-WH-RM1 | PROGEN | Rack 1-C
2896 | Local |  |  | PRO-PF 135-113 | Packing/Gasket | 3 | 0 | 0 | pc/s | PRO-WH-RM1 | PROGEN | Rack 1-C
2897 |  |  |  | PRO-PF 59-19A | Packing/Gasket | 0 |  | 0 | pc/s
2898 |  |  |  | PRO-PF 59-20A | Packing/Gasket | 0 |  | 0 | pc/s
2899 | Local |  |  | PRO-PF 30-112 | Packing/Gasket | 80 | 0 | 0 | pc/s | PRO-WH-RM1 | PROGEN | Rack 1-C
2900 |  |  |  | PRO-PF 60-29 | Packing/Gasket | 0 |  | 0 | pc/s
2901 |  |  |  | PRO-PF 60-30 | Packing/Gasket | 0 |  | 0 | pc/s
2902 | Local |  |  | PRO-PF 75-54 | Packing/Gasket | 2 | 0 | 0 | pc/s | PRO-WH-RM1 | PROGEN | Rack 1-B
2903 | Local |  |  | PRO-PF 100-360 | Packing/Gasket | 3 | 0 | 0 | pc/s | PRO-WH-RM1 | PROGEN | Rack 1-C
2904 |  |  |  | PRO-PF 32-27 | Packing/Gasket | 0 |  | 0 | pc/s
2905 | Local |  |  | PRO-PF 125-24 | Packing/Gasket | 71 | 0 | 0 | pc/s | PRO-WH-RM1 | PROGEN | Rack 1-B
2906 | Local |  |  | PRO-PF 40-5 | Packing/Gasket | 125 | 0 | 0 | pc/s | PRO-WH-RM1 | PROGEN | Rack 1-C
2907 |  |  |  | PRO-PF 65-13 | Packing/Gasket | 0 |  | 0 | pc/s
2908 | Local |  |  | PRO-PF 73-6 | Packing/Gasket | 5 | 0 | 0 | pc/s | PRO-WH-RM1 |  | Rack 1-C
2909 | Local |  |  | PRO-PF 30-36 | Packing/Gasket/Joint | 46 | 0 | 0 | pc/s | PRO-WH-RM1 | PROGEN | Rack 1-C
2910 |  |  |  | PRO-PF 75-30 | Packing/Gasket/Joint, 00681102011 | 0 |  | 0 | pc/s
2911 |  |  |  | PRO-PF 40-3 | Packing/Joint | 0 |  | 0 | pc/s
2912 | Local |  |  | PRO-PF 73-35 | Packing/Joint for Cover | 2 | 0 | 0 | pc/s | PRO-WH-RM1 | PROGEN | Rack 1-C
2913 | Local |  |  | PRO-PF35-208 | Packing/Joint for Valve Seat | 17 | 0 | 0 | pc/s | PRO-WH-RM1 | PROGEN | Rack 1-C
2914 | Local |  |  | PRO-PF 97-13 | Packing/Joint, PN 212249501 ( NIIGATA ) (SEMT)/Cover Plate for 8-10V | 22 | 0 | 0 | pc/s | PRO-WH-RM1 | PROGEN | Rack 1-B
2915 | Local |  |  | PRO-PF 97-10A | Packing/Joint, PN 377880600 ( NIIGATA ) (SEMT) | 2 | 0 | 0 | pc/s | PRO-WH-RM1 | PROGEN | Rack 1-C
2916 | Local |  |  | FFE-SSE_1001 | Padlock; long shackle, heavy duty, 50mm | 0 | 302 | 0 | pc/s
2917 | Local |  |  | CON-CON_1002 | Paint Brush 1" | 9 | 6 | 0 | pc/s | WH - Rm1 | PROGEN
2918 | Local |  |  | CON-CON_1004 | Paint Brush 2" | 0 | 12.5 | 0 | pc/s | PRO-WH-RM1 | PROGEN | SR Cabinet 1-A
2919 | Local |  |  | CON-CON_1027 | Paint, Spray, Medium Yellow | 3 | 100 | 0 | can/s | Cabinet | PROGEN
2920 |  |  |  | AUX-PAR_1247 | Pairing Disc, AL-96 | 0 |  | 0 | pc/s | PRO-WH-RM1 | PROGEN | Aux Rack 6-A
2921 | Local |  |  | CON-OFF_1012 | Paper Clip, 33mm | 0 | 7.5 | 0 | box/s
2922 |  |  |  | K 34136 | Pawl for operating piston | 0 |  | 0
2923 |  |  |  | K 46150 | Pawl for overspeed trip | 0 |  | 0
2924 |  |  |  | ENG-PIE_1084 | Pedestal Bearing | 0 |  | 0 | assy/s
2925 |  |  |  | ENG-PIE_1087 | Pedestal Bearing Base Plate | 0 |  | 0 | pc/s
2926 |  |  |  | ENG-PIE_1088 | Pedestal Bolt | 0 |  | 0 | pc/s
2927 | Local |  |  | CON-OFF_1006 | Pencil, Mongol #2 | 3 | 5.8 | 0 | pc/s
2928 | Local |  |  | CON-FUE_1002 | Penetrating Oil Multi Use, WD40 | 5 | 210 | 0 | can/s
2929 | Local |  |  | AUX-PAR_1063 | Photocell Assy., GVR 03/A | 4 | 0 | 0 | set/s | PRO-WH-RM1 | PROGEN | Aux Rack 1-C Drawer 1.6
2930 |  |  |  | K 43559 | Pilot Valve Casing for Automatic Starting Air Shut-off Valve | 0 |  | 0
2931 |  |  |  | K 43558 | Pilot Valve Complete for Automatic Starting Air Shut-off Valve | 0 |  | 0
2932 |  |  |  | PRO-PF 54-124 | Pin | 0 |  | 0 | pc/s
2933 |  |  |  | PRO-PF 50-440 | Pin | 0 |  | 0 | pc/s
2934 |  |  |  | PRO-PF 75-16 | Pin | 0 |  | 0 | pc/s
2935 |  |  |  | PRO-PF 215-10B | Pin | 0 |  | 0 | pc/s
2936 |  |  |  | PRO-PF 25-67 | Pin | 0 |  | 0 | pc/s
2937 |  |  |  | PRO-PF 75-53 | Pin | 0 |  | 0 | pc/s
2938 |  |  |  | PRO-PF 103-104 | Pin | 0 |  | 0 | pc/s
2939 |  |  |  | PRO-PF 102-25 | Pin | 0 |  | 0 | pc/s
2940 |  |  |  | PRO-PF 75-59 | Pin | 0 |  | 0 | pc/s
2941 |  |  |  | PRO-PF 102-55 | Pin | 0 |  | 0 | pc/s
2942 |  |  |  | PRO-PF 102-66 | Pin | 0 |  | 0 | pc/s
2943 |  |  |  | K 28020 | Pin for Auxilliary Rocker Arm K 28015 | 0 |  | 0 | pc/s
2944 |  |  |  | K 31039 | Pin for Crankshaft | 0 |  | 0
2945 |  |  |  | K 47036 | Pin for Emergency Operating Arrangement | 0 |  | 0
2946 |  |  |  | K 55017 | Pin for Fuel Injection pump | 0 |  | 0
2947 |  |  |  | K 55012 | Pin for Fuel Injection pump | 0 |  | 0
2948 |  |  |  | K 44110 | Pin for housing K 44101 | 0 |  | 0
2949 |  |  |  | K 45073 | Pin for lever K 45025 | 0 |  | 0
2950 |  |  |  | K 46151 | Pin for pawl K 46150 | 0 |  | 0
2951 |  |  |  | K 34126 | Pin for Piston Skirt | 0 |  | 0
2952 |  |  |  | K 43125 | Pin for Roller K 43123 | 0 |  | 0
2953 |  |  |  | K 44106 | Pin for Roller K 44104 | 0 |  | 0
2954 |  |  |  | K 55015 | Pin for Roller K 55028 | 0 |  | 0
2955 |  |  |  | PRO-PF 102-52 | Pin, PF 102-52 | 21 | 0 | 0 | pc/s | PRO-WH-RM1 | PROGEN | Drawer 4.4 Side Wall
2956 | Local |  |  | PRO-PF 30-Inlet | Pin, PF 30-Inlet | 59 | 0 | 0 | pc/s | PRO-WH-RM1 | PROGEN | Drawer 2.5 Side Wall
2957 | Local |  |  | PRO-PF 54-117 | Pin, PF 54-117 | 5 | 0 | 0 | pc/s | PRO-WH-RM1 | PROGEN | Drawer 3.3 Side Wall
2958 | Local |  |  | PRO-PF 54-122 | Pin, PF 54-122 | 3 | 0 | 0 | pc/s | PRO-WH-RM1 | PROGEN | Drawer 2.3 Side Wall
2959 |  |  |  | PRO-PF 60-21 | Pinion | 0 |  | 0 | pc/s
2960 |  |  |  | PRO-PF 60-22 | Pinion | 0 |  | 0 | pc/s
2961 |  |  |  | K 32325 | Pinion for Barring Engine (Pinion Shaft) | 0 |  | 0
2962 |  |  |  | K 49727 | Pinion for Transmitter K 49725 | 0 |  | 0
2963 |  |  |  | K 32324 | Pinion Shaft for Barring Engine | 0 |  | 0
2964 |  |  |  | PRO-PF 136-115 | Pipe | 0 |  | 0 | pc/s
2965 |  |  |  | PRO-PF 103-1C | Pipe | 0 |  | 0 | pc/s
2966 |  |  |  | PRO-PF 103-2B | Pipe | 0 |  | 0 | pc/s
2967 |  |  |  | PRO-PF 134-405A | Pipe | 0 |  | 0 | pc/s
2968 |  |  |  | PRO-PF 50-58 | Pipe | 0 |  | 0 | pc/s
2969 |  |  |  | PRO-PF 136-122 | Pipe | 0 |  | 0 | pc/s
2970 |  |  |  | PRO-PF 103-3B | Pipe | 0 |  | 0 | pc/s
2971 | Local |  |  | PRO-PF 136-310 | Pipe | 18 | 0 | 0 | pc/s | PRO-WH-RM1 | PROGEN | Rack 4-B
2972 |  |  |  | PRO-PF 128-8A | Pipe | 0 |  | 0 | pc/s
2973 |  |  |  | PRO-PF 19-15 | Pipe | 0 |  | 0 | pc/s
2974 |  |  |  | PRO-PF 130-902 | Pipe Band | 0 |  | 0 | pc/s
2975 |  |  |  | K 87095 | Pipe Branch for Pressure Regulating Valve | 0 |  | 0
2976 |  |  |  | PRO-PF 130-23B | Pipe Clip | 0 |  | 0 | pc/s
2977 |  |  |  | PRO-PF 128-23B | Pipe Clip | 0 |  | 0 | pc/s
2978 |  |  |  | PRO-PF 136-117 | Pipe Clip | 0 |  | 0 | pc/s
2979 |  |  |  | PRO-PF 140-323 | Pipe Clip | 0 |  | 0 | pc/s
2980 |  |  |  | PRO-PF 135-581 | Pipe Clip | 0 |  | 0 | pc/s
2981 |  |  |  | PRO-PF 140-122 | Pipe Clip | 0 |  | 0 | pc/s
2982 |  |  |  | PRO-PF 142-56 | Pipe Clip | 0 |  | 0 | pc/s
2983 |  |  |  | PRO-PF 140-123 | Pipe Clip | 0 |  | 0 | pc/s
2984 |  |  |  | PRO-PF 128-24B | Pipe Clip | 0 |  | 0 | pc/s
2985 |  |  |  | PRO-PF 140-124 | Pipe Clip | 0 |  | 0 | pc/s
2986 |  |  |  | PRO-PF 140-125 | Pipe Clip | 0 |  | 0 | pc/s
2987 |  |  |  | PRO-PF 136-66 | Pipe Clip | 0 |  | 0 | pc/s
2988 |  |  |  | PRO-PF 135-675 | Pipe Clip | 0 |  | 0 | pc/s
2989 |  |  |  | PRO-PF 140-126 | Pipe Clip | 0 |  | 0 | pc/s
2990 |  |  |  | PRO-PF 142-63 | Pipe Clip | 0 |  | 0 | pc/s
2991 |  |  |  | PRO-PF 136-112A | Pipe Clip | 0 |  | 0 | pc/s
2992 |  |  |  | PRO-PF 140-107 | Pipe Clip | 0 |  | 0 | pc/s
2993 |  |  |  | PRO-PF 135-676 | Pipe Clip | 0 |  | 0 | pc/s
2994 |  |  |  | PRO-PF 140-127 | Pipe Clip | 0 |  | 0 | pc/s
2995 |  |  |  | PRO-PF 142-64 | Pipe Clip | 0 |  | 0 | pc/s
2996 |  |  |  | PRO-PF 135-677 | Pipe Clip | 0 |  | 0 | pc/s
2997 |  |  |  | PRO-PF 136-93 | Pipe Clip | 0 |  | 0 | pc/s
2998 |  |  |  | PRO-PF 142-367 | Pipe Clip | 0 |  | 0 | pc/s
2999 |  |  |  | PRO-PF 136-114 | Pipe Clip | 0 |  | 0 | pc/s
3000 |  |  |  | K 16002 | Pipe for Crankcase Vent without Fitted Oil Mist Controller | 0 |  | 0
3001 |  |  |  | SZR-03 | Pipe for Oil Mist Controller | 0 |  | 0
3002 |  |  |  | K 93103 | Pipe for Oil Mist Controller | 0 |  | 0
3003 |  |  |  | PRO-PF 142-264 | Pipe Muff | 0 |  | 0 | pc/s
3004 |  |  |  | PRO-PF 19-8 | Pipe Support | 0 |  | 0 | pc/s
3005 | Local |  |  | PRO-PF 19-30/15/2 | Pipe w/ Cap | 12 | 0 | 0 | pc/s | PRO-WH-RM1 | PROGEN | Rack 3-B
3006 |  |  |  | PRO-PF 75-8B | Piston | 0 |  | 0 | pc/s
3007 |  |  |  | PRO-PF 18-5 | Piston | 0 |  | 0 | pc/s
3008 | Local |  |  | PRO-PF 18-53 | Piston | 67 | 0 | 0 | pc/s | PRO-WH-RM1 | PROGEN | Rack 3-B
3009 |  |  |  | PRO-PF 103-10A | Piston | 0 |  | 0 | pc/s
3010 |  |  |  | PRO-PF 50-305 | Piston | 0 |  | 0 | pc/s
3011 |  |  |  | PRO-PF 75-58 | Piston | 0 |  | 0 | pc/s
3012 |  |  |  | PRO-PF 75-43 | Piston | 0 |  | 0 | pc/s
3013 |  |  |  | PRO-PF 103-5A | Piston | 0 |  | 0 | pc/s
3014 |  |  |  | PRO-PF 103-12A | Piston | 0 |  | 0 | pc/s
3015 |  |  |  | PRO-PF 103-112A | Piston | 0 |  | 0 | pc/s
3016 |  |  |  | K 55050 | Piston and Cylinder for Fuel Injection Pump | 0 |  | 0 | pc/s
3017 |  |  |  | PRO-PF 5-102 | Piston Crown | 0 |  | 0 | pc/s
3018 |  |  |  | PRO-PF 5-2 | Piston Crown | 0 |  | 0 | pc/s
3019 |  |  |  | K 43555 | Piston for Automatic Starting Air Shut-off Valve | 0 |  | 0
3020 |  |  |  | K 43556 | Piston for Automatic Starting Air Shut-off Valve | 0 |  | 0
3021 |  |  |  | K 46163 | Piston for cylinder K 46159 | 0 |  | 0
3022 |  |  |  | K 42212 | Piston for Displacement Servomotor | 0 |  | 0
3023 | Local |  |  | PRO-PF 5-11 | Piston Pin | 11 | 0 | 0 | pc/s | PRO-WH-RM1 | PROGEN | Side Wall Rack
3024 |  |  |  | PRO-PF 50-412 | Piston Ring | 0 |  | 0 | pc/s
3025 |  |  |  | PRO-PF 15-Piston | Piston Ring | 0 |  | 0 | pc/s
3026 | Local |  |  | PRO-PF 32-35 | Piston Ring (Fuel Injection Pump Gear) | 78 | 0 | 0 | pc/s | PRO-WH-RM1 | PROGEN | Rack 3-A
3027 |  |  |  | K 27409 A | Piston Ring for K 27404 | 0 |  | 0
3028 |  |  |  | K 27409 B | Piston Ring for K 27404 | 0 |  | 0
3029 |  |  |  | K 27410 A | Piston Ring for K 27404, PN 3446285362 | 0 |  | 0
3030 |  |  |  | K 27410 B | Piston Ring for K 27404, PN 3446285362 | 0 |  | 0
3031 |  |  |  | K 43145 | Piston Ring for K 43134 | 0 |  | 0
3032 |  |  |  | K 43146 | Piston Ring for K 43134 | 0 |  | 0
3033 |  |  |  | K 34401 | Piston Ring for Operating Piston Upper and Lower, PN 3446350245 | 0 |  | 0
3034 |  |  |  | K 43570 | Piston Ring for Piston K 43556 | 0 |  | 0
3035 |  |  |  | K 46164 | Piston Ring for Piston K 46163 | 0 |  | 0
3036 |  |  |  | PRO-PF 5-101 | Piston Skirt | 0 |  | 0 | pc/s
3037 |  |  |  | PRO-PF 5-1 | Piston Skirt | 0 |  | 0 | pc/s
3038 |  |  |  | K 34103 | Piston Skirt for Operating Piston | 0 |  | 0
3039 |  |  |  | K 42213 | Piston Spring for K 42212 | 0 |  | 0
3040 |  |  |  | AUX-PAR_1224 | Piston, AL-32 | 0 |  | 0 | pc/s | PRO-WH-RM1 | PROGEN | Aux Rack 6-A
3041 | Local |  |  | PRO-PF 1-10 | Piston, PF 1-10 | 11 | 0 | 0 | pc/s | PRO-WH-RM1 | PROGEN | Rack 2-B
3042 | Local |  |  | CON-HOU_1016 | Plastic; Resealable#9, 7.75"x11", (1 pack=100 pcs) | 0 | 240 | 0 | pack/s
3043 | Local |  |  | CON-HOU_1013 | Plastic; Resealable, #5, (1 pack=100 pcs) | 0 | 70 | 0 | pack/s
3044 | Local |  |  | CON-HOU_1014 | Plastic; Resealable, #7, (1 pack=100 pcs) | 0 | 125 | 0 | pack/s
3045 |  |  |  | PRO-PF 102-312 | Plate | 0 |  | 0 | pc/s
3046 |  |  |  | PRO-PF 128-655 | Plate | 0 |  | 0 | pc/s
3047 |  |  |  | PRO-PF 128-11A | Plate | 0 |  | 0 | pc/s
3048 |  |  |  | PRO-PF 215-10A | Plate | 0 |  | 0 | pc/s
3049 |  |  |  | PRO-PF 128-680A | Plate | 0 |  | 0 | pc/s
3050 |  |  |  | PRO-PF 68-103 | Plate | 0 |  | 0 | pc/s
3051 |  |  |  | PRO-PF 102-548 | Plate | 0 |  | 0 | pc/s
3052 |  |  |  | PRO-PF 128-915B | Plate | 0 |  | 0 | pc/s
3053 |  |  |  | PRO-PF 135-582 | Plate | 0 |  | 0 | pc/s
3054 |  |  |  | PRO-PF 128-814B | Plate | 0 |  | 0 | pc/s
3055 |  |  |  | PRO-PF 142-101 | Plate | 0 |  | 0 | pc/s
3056 |  |  |  | PRO-PF 147-2 | Plate | 0 |  | 0 | pc/s
3057 |  |  |  | PRO-PF 102-648 | Plate | 0 |  | 0 | pc/s
3058 |  |  |  | PRO-PF 136-320 | Plate | 0 |  | 0 | pc/s
3059 |  |  |  | PRO-PF 128-582 | Plate | 0 |  | 0 | pc/s
3060 |  |  |  | PRO-PF 128-714 | Plate | 0 |  | 0 | pc/s
3061 |  |  |  | PRO-PF 102-848 | Plate | 0 |  | 0 | pc/s
3062 |  |  |  | PRO-PF 59-5B | Plate | 0 |  | 0 | pc/s
3063 |  |  |  | PRO-PF 102-48 | Plate | 0 |  | 0 | pc/s
3064 |  |  |  | PRO-PF 128-601A | Plate | 0 |  | 0 | pc/s
3065 |  |  |  | PRO-PF 128-715 | Plate | 0 |  | 0 | pc/s
3066 |  |  |  | PRO-PF 128-815B | Plate | 0 |  | 0 | pc/s
3067 |  |  |  | PRO-PF 136-580 | Plate | 0 |  | 0 | pc/s
3068 |  |  |  | PRO-PF 62-21 | Plate | 0 |  | 0 | pc/s
3069 |  |  |  | PRO-PF 50-937 | Plate | 0 |  | 0 | pc/s
3070 |  |  |  | PRO-PF 62-22 | Plate | 0 |  | 0 | pc/s
3071 |  |  |  | PRO-PF 128-602A | Plate | 0 |  | 0 | pc/s
3072 |  |  |  | PRO-PF 102-348 | Plate | 0 |  | 0 | pc/s
3073 |  |  |  | PRO-PF 62-23 | Plate | 0 |  | 0 | pc/s
3074 |  |  |  | PRO-PF 142-914 | Plate | 0 |  | 0 | pc/s
3075 |  |  |  | PRO-PF 128-603 | Plate | 0 |  | 0 | pc/s
3076 |  |  |  | PRO-PF 128-604A | Plate | 0 |  | 0 | pc/s
3077 |  |  |  | PRO-PF 135-680 | Plate | 0 |  | 0 | pc/s
3078 |  |  |  | K 16201 | Plate for Control Room Casing | 0 |  | 0
3079 |  |  |  | K 16350 | Plate for Control Room Casing | 0 |  | 0
3080 |  |  |  | K 16205 | Plate for Control Room Casing (10 + 16 ZV) | 0 |  | 0
3081 |  |  |  | K 16207 | Plate for Control Room Casing (10 + 16 ZV) | 0 |  | 0
3082 |  |  |  | K 16213 | Plate for Control Room Casing (only 12 ZV) | 0 |  | 0
3083 |  |  |  | K 16216 | Plate for Control Room Casing (only 12 ZV) | 0 |  | 0
3084 |  |  |  | K 16203 | Plate for Control Room Casing (only 16 ZV) | 0 |  | 0
3085 |  |  |  | K 47061 | Plate for Double Control Valve | 0 |  | 0
3086 |  |  |  | K 47212 | Plate for Emergency Operating Arrangement | 0 |  | 0
3087 |  |  |  | K 47062 | Plate for Line Filter K 47072 | 0 |  | 0
3088 |  |  |  | K 49745 | Plate for Remote Load Indicator | 0 |  | 0
3089 |  |  |  | K 67019 | Plate for the Air Branches | 0 |  | 0
3090 |  |  |  | AUX-PAR_1234 | Plate, SJ-71318 | 0 |  | 0 | pc/s | PRO-WH-RM1 | PROGEN | Rack 3-C
3091 |  |  |  | PRO-PF 20-56 | Plate/Flange | 0 |  | 0 | pc/s
3092 |  |  |  | PRO-PF 142-71 | Plug | 0 |  | 0 | pc/s
3093 |  |  |  | PRO-PF 50-459 | Plug | 0 |  | 0 | pc/s
3094 |  |  |  | PRO-PF 136-83B | Plug | 0 |  | 0 | pc/s
3095 |  |  |  | PRO-PF 82-20 | Plug | 0 |  | 0 | pc/s
3096 |  |  |  | PRO-PF 17-27 | Plug | 0 |  | 0 | pc/s
3097 |  |  |  | PRO-PF 140-58A | Plug | 0 |  | 0 | pc/s
3098 |  |  |  | PRO-PF 102-425B | Plug | 0 |  | 0 | pc/s
3099 |  |  |  | PRO-PF 50-955 | Plug | 0 |  | 0 | pc/s
3100 |  |  |  | PRO-PF 80-2 | Plug | 0 |  | 0 | pc/s
3101 |  |  |  | PRO-PF 50-460 | Plug | 0 |  | 0 | pc/s
3102 |  |  |  | PRO-PF 75-233 | Plug | 0 |  | 0 | pc/s
3103 |  |  |  | PRO-PF 75-9A | Plug | 0 |  | 0 | pc/s
3104 |  |  |  | PRO-PF 18-19 | Plug | 0 |  | 0 | pc/s
3105 |  |  |  | PRO-PF 92-26 | Plug | 0 |  | 0 | pc/s
3106 |  |  |  | PRO-PF 103-107A | Plug | 0 |  | 0 | pc/s
3107 |  |  |  | PRO-PF 20-343 | Plug | 0 |  | 0 | pc/s
3108 |  |  |  | PRO-PF 130-11B | Plug | 0 |  | 0 | pc/s
3109 |  |  |  | PRO-PF 50-441 | Plug | 0 |  | 0 | pc/s
3110 |  |  |  | PRO-PF 147-17 | Plug | 0 |  | 0 | pc/s
3111 |  |  |  | PRO-PF 80-3 | Plug | 0 |  | 0 | pc/s
3112 |  |  |  | PRO-PF 135-65 | Plug | 0 |  | 0 | pc/s
3113 |  |  |  | PRO-PF 134-62 | Plug | 0 |  | 0 | pc/s
3114 |  |  |  | PRO-PF 128-124 | Plug | 0 |  | 0 | pc/s
3115 |  |  |  | PRO-PF 75-79 | Plug | 0 |  | 0 | pc/s
3116 |  |  |  | PRO-PF 101-120 | Plug | 0 |  | 0 | pc/s
3117 |  |  |  | PRO-PF 134-3 | Plug | 0 |  | 0 | pc/s
3118 |  |  |  | PRO-PF 140-59 | Plug | 0 |  | 0 | pc/s
3119 |  |  |  | PRO-PF 134-403B | Plug | 0 |  | 0 | pc/s
3120 |  |  |  | PRO-PF 103-115A | Plug | 0 |  | 0 | pc/s
3121 |  |  |  | PRO-PF 50-957 | Plug | 0 |  | 0 | pc/s
3122 |  |  |  | PRO-PF 128-24A | Plug | 0 |  | 0 | pc/s
3123 |  |  |  | PRO-PF 20-346 | Plug | 0 |  | 0 | pc/s
3124 |  |  |  | PRO-PF 134-37 | Plug | 0 |  | 0 | pc/s
3125 |  |  |  | PRO-PF 80-6 | Plug | 0 |  | 0 | pc/s
3126 |  |  |  | PRO-PF 130-923 | Plug | 0 |  | 0 | pc/s
3127 |  |  |  | PRO-PF 102-325 | Plug | 0 |  | 0 | pc/s
3128 |  |  |  | PRO-PF 40-13 | Plug | 0 |  | 0 | pc/s
3129 |  |  |  | PRO-PF 103-116A | Plug | 0 |  | 0 | pc/s
3130 |  |  |  | PRO-PF 15-33 | Plug | 0 |  | 0 | pc/s
3131 |  |  |  | PRO-PF 130-44B | Plug | 0 |  | 0 | pc/s
3132 |  |  |  | PRO-PF 162-515 | Plug | 0 |  | 0 | pc/s
3133 |  |  |  | PRO-PF 75-120 | Plug | 0 |  | 0 | pc/s
3134 |  |  |  | PRO-PF 17-126 | Plug | 0 |  | 0 | pc/s
3135 |  |  |  | PRO-PF 130-905A | Plug | 0 |  | 0 | pc/s
3136 |  |  |  | PRO-PF 97-92 | Plug | 0 |  | 0 | pc/s
3137 |  |  |  | PRO-PF 75-29 | Plug | 0 |  | 0 | pc/s
3138 |  |  |  | PRO-PF 125-119B | Plug | 0 |  | 0 | pc/s
3139 |  |  |  | PRO-PF 70-20 | Plug | 0 |  | 0 | pc/s
3140 | Local |  |  | PRO-PF 18-21 | Plug | 3 | 0 | 0 | pc/s | PRO-WH-RM1 | PROGEN | Valve & Injector Rack
3141 |  |  |  | PRO-PF 148-32 | Plug | 0 |  | 0 | pc/s
3142 |  |  |  | PRO-PF 136-960 | Plug | 0 |  | 0 | pc/s
3143 |  |  |  | PRO-PF 65-11 | Plug | 0 |  | 0 | pc/s
3144 |  |  |  | PRO-PF 50-28 | Plug | 0 |  | 0 | pc/s
3145 |  |  |  | PRO-PF 128-31B | Plug | 0 |  | 0 | pc/s
3146 |  |  |  | PRO-PF 142-22 | Plug | 0 |  | 0 | pc/s
3147 |  |  |  | PRO-PF 103-28 | Plug | 0 |  | 0 | pc/s
3148 |  |  |  | PRO-PF 100-810 | Plug | 0 |  | 0 | pc/s
3149 |  |  |  | PRO-PF 148-33 | Plug | 0 |  | 0 | pc/s
3150 |  |  |  | PRO-PF 125-919 | Plug | 0 |  | 0 | pc/s
3151 |  |  |  | PRO-PF 75-212-5 | Plug | 0 |  | 0 | pc/s
3152 |  |  |  | PRO-PF 75-7B | Plug | 0 |  | 0 | pc/s
3153 |  |  |  | PRO-PF 54-113 | Plug | 0 |  | 0 | pc/s
3154 |  |  |  | PRO-PF 102-6 | Plug | 0 |  | 0 | pc/s
3155 |  |  |  | PRO-PF 20-340 | Plug | 0 |  | 0 | pc/s
3156 |  |  |  | PRO-PF 60-35 | Plug | 0 |  | 0 | pc/s
3157 |  |  |  | PRO-PF 140-28B | Plug | 0 |  | 0 | pc/s
3158 |  |  |  | PRO-PF 134-904 | Plug | 0 |  | 0 | pc/s
3159 |  |  |  | PRO-PF 134-283 | Plug | 0 |  | 0 | pc/s
3160 |  |  |  | PRO-PF 130-94 | Plug | 0 |  | 0 | pc/s
3161 |  |  |  | PRO-PF 102-34 | Plug | 0 |  | 0 | pc/s
3162 |  |  |  | PRO-PF 136-82 | Plug | 0 |  | 0 | pc/s
3163 |  |  |  | PRO-PF 125-2B | Plug | 0 |  | 0 | pc/s
3164 |  |  |  | PRO-PF 60-36 | Plug | 0 |  | 0 | pc/s
3165 |  |  |  | PRO-PF 125-929 | Plug | 0 |  | 0 | pc/s
3166 |  |  |  | PRO-PF 15-8 | Plug | 0 |  | 0 | pc/s
3167 |  |  |  | PRO-PF 10-118 | Plug (M16) | 0 |  | 0 | pc/s
3168 |  |  |  | PRO-PF 10-120 | Plug (M30) | 0 |  | 0 | pc/s
3169 |  |  |  | PRO-PF 10-122 | Plug (M48) | 0 |  | 0 | pc/s
3170 |  |  |  | PRO-PF 10-124 | Plug (M60) | 0 |  | 0 | pc/s
3171 |  |  |  | K 46378 | Plug for Control Element Box | 0 |  | 0
3172 |  |  |  | K 46355 | Plug for Control Element Cabinet | 0 |  | 0
3173 |  |  |  | PRO-PF 25-108 | Plug for Spool Valve | 0 |  | 0 | pc/s
3174 |  |  |  | VTR-401 | Plug screw for upper portion M 33 x 20; PN-5891 | 0 |  | 0 | pc/s
3175 |  |  |  | PRO-PF 162-82 | Plug Valve | 0 |  | 0 | pc/s
3176 |  |  |  | PRO-PF 1-20 | Plug, PF 1-20 | 0 |  | 0 | pc/s
3177 | Local |  |  | PRO-PF 32-51 | Plug, PF 32-51 | 7 | 0 | 0 | pc/s | PRO-WH-RM1 | PROGEN | Drawer 3.3 Side Wall
3178 |  |  |  | PRO-PF 71-23 | Plug/Copper Packing | 0 |  | 0 | pc/s
3179 |  |  |  | PRO-PF 30-13 | Plunger | 0 |  | 0 | pc/s
3180 | Local |  |  | PRO-PF 54-111 | Plunger / Piston of Pilot Valve, PF 54-111 | 3 | 0 | 0 | pc/s | PRO-WH-RM1 | PROGEN | Drawer 1.4 Side Wall
3181 |  |  |  | K 27208 | Plunger for Fuel Injection Valve | 0 |  | 0
3182 |  |  |  | K 43134 | Plunger for Starting-Air Sleeve Valve | 0 |  | 0
3183 |  |  |  | K 43513 | Plunger for Starting-air Stop Valve | 0 |  | 0
3184 |  |  |  | PRO-PF 30-104 | Plunger Lifter | 0 |  | 0 | pc/s
3185 |  |  |  | K 43521 | Plunger Ring for Plunger K 43513 | 0 |  | 0
3186 | Local |  |  | BUI-MAT_1001 | Plywood, Ordinary, 4.5mm x 8ft | 0 | 275 | 0 | sht/s
3187 | Local |  |  | CON-CON_1017 | Plywood, Ordinary, 4ft x 8ft x 5mm | 11 | 450 | 0 | sht/s
3188 |  |  |  | AUX-PAR_1051 | Pneumatic Actuator (DA-52) | 0 |  | 0 | set/s | PRO-WH-RM1 | PROGEN | Aux Rack 4-D
3189 |  |  |  | K 32004 | Pointer for K 32001 (barring engine - left) | 0 |  | 0
3190 |  |  |  | K 32005 | Pointer for K 32001 (barring engine - right) | 0 |  | 0
3191 |  |  |  | K 49806 | Pointer for Load Indicator | 0 |  | 0
3192 |  |  |  | K 49728 | Pointer for Remote Load Indicator | 0 |  | 0
3193 | Local |  |  | PRO-PF 40-109 | Positioning Bolt | 92 | 0 | 0 | pc/s | PRO-WH-RM1 | PROGEN | Rack 4-B
3194 |  |  |  | PRO-PF 103-26 | Positioning Bolt | 0 |  | 0 | pc/s
3195 | Local |  |  | PRO-PF 5-106 | Positioning Dowel, PF 5-106 | 90 | 0 | 0 | pc/s | PRO-WH-RM1 | PROGEN | Drawer 2.1 Side Wall
3196 |  |  |  | PRO-PF 18-10 | Positioning Pin | 0 |  | 0 | pc/s
3197 |  |  |  | PRO-PF 71-9 | Positioning Pin for Bearing/Nut Locking Clamp | 0 |  | 0 | pc/s
3198 |  |  |  | PRO-PF 32-10 | Positioning Screw | 0 |  | 0 | pc/s
3199 | Local |  |  | PRO-PF 30-31 | Positioning Screw / Special Screw, PF 30-31 | 36 | 0 | 0 | pc/s | PRO-WH-RM1 | PROGEN | Drawer 1.3 Side Wall
3200 | Manila |  |  | EIC-PAR_1001 | Potential Transformer, Part Number: PTW4-2-75-722FF, Part ID: 109562 | 0 | 0 | 0 | unit/s | WH - Bldg. | CENPRI
3201 |  |  |  | K 92130 | Precision Tube for Instrument Panel | 0 |  | 0
3202 |  |  |  | K 11038 | Pressure Cylinder for Thrust Bolt | 0 |  | 0
3203 |  |  |  | PRO-PF 19-2 | Pressure Pipe | 0 |  | 0 | pc/s
3204 |  |  |  | K 11045 | Pressure Plate for Crankcase | 0 |  | 0
3205 |  |  |  | K 46350 | Pressure Reducing Station, Complete for Control Element Box | 0 |  | 0
3206 |  |  |  | K 87085 | Pressure Regulating Valve, Complete | 0 |  | 0
3207 |  |  |  | K 43571 | Pressure Spring for Automatic Starting Air Shut-off Valve | 0 |  | 0
3208 |  |  |  | K 74135 | Pressure Spring for Fuel Transfer Pump | 0 |  | 0
3209 |  |  |  | K 74143 | Pressure Spring for Locking Screws K 74141 and K 74142 | 0 |  | 0
3210 |  |  |  | K 43563 | Pressure Spring for Pilot Valve | 0 |  | 0
3211 |  |  |  | K 86055 | Pressure Spring for Relief Valve | 0 |  | 0
3212 |  |  |  | K 71041 | Pressure Spring for Slide K 71037 | 0 |  | 0
3213 |  |  |  | K 43543 | Pressure Spring for Throttle-type Non Return Valve | 0 |  | 0
3214 |  |  |  | K 44111 | Pressure spring for Valve Drive, PN 3446426042 | 0 |  | 0
3215 |  |  |  | K 46321 | Pressure Switch for Valve Plate | 0 |  | 0
3216 |  |  |  | K 46325 | Pressure Switch with Distributor | 0 |  | 0
3217 |  |  |  | K 46327 | Pressure Switch with Distributor for Valve Plate | 0 |  | 0
3218 |  |  |  | K 47222 | Pressure Switch, Complete | 0 |  | 0
3219 |  |  |  | K 47073 | Pressure Switch, Complete | 0 |  | 0
3220 |  |  |  | K 47157 | Pressure Switch, Complete | 0 |  | 0
3221 | Local |  |  | AUX-PAR_1076 | Pressure Valve, AUX-041G/PN-880-76 | 2 | 0 | 0 | pc/s | PRO-WH-RM1 | PROGEN | Aux Rack 1-C Drawer 2.5
3222 |  |  |  | PRO-PF 8-7 | Protecting Nut | 0 |  | 0 | pc/s
3223 |  |  |  | PRO-PF 8-12 | Protecting Nut/Pin | 0 |  | 0 | pc/s
3224 |  |  |  | PRO-PF 20-356 | Protecting Pipe | 0 |  | 0 | pc/s
3225 |  |  |  | PRO-PF 136-38 | Protection Sheath | 0 |  | 0 | pc/s
3226 |  |  |  | PRO-PF 136-39 | Protection Sheath | 0 |  | 0 | pc/s
3227 |  |  |  | K 19104 | Protective Cap for Tie Rod K 19101 | 0 |  | 0
3228 |  |  |  | K 81210 | Protective Plate for Exhaust Piping | 0 |  | 0
3229 |  |  |  | K 81215 | Protective Plate for Exhaust Piping | 0 |  | 0
3230 |  |  |  | K 81217 | Protective Plate for Exhaust Piping | 0 |  | 0
3231 |  |  |  | K 81225 | Protective Plate for Exhaust Piping | 0 |  | 0
3232 |  |  |  | K 43144 | Protective Tube for Starting-Air Sleeve Valve | 0 |  | 0
3233 |  |  |  | PRO-PF 18-81 | Protector | 0 |  | 0 | pc/s
3234 |  |  |  | PRO-PF 102-12 | Protector | 0 |  | 0 | pc/s
3235 |  |  |  | AUX-PAR_1238 | Protector Trip Relay, ALM-23/B | 0 |  | 0 | pc/s | PRO-WH-RM1 | PROGEN | Aux Rack 6-A
3236 | Local |  |  | AUX-PAR_1073 | Pulley Coupling | 1 | 0 | 0 | set/s | PRO-WH-RM1 | PROGEN | Aux Rack 1-C Drawer 2.2
3237 |  |  |  | K 81124 | Pulse Converter for Cylinder 1, 2, 7 and 8R | 0 |  | 0
3238 |  |  |  | K 81123 | Pulse Converter for Cylinder 3, 4, 5 and 6L | 0 |  | 0
3239 |  |  |  | K 81125 | Pulse Converter for Cylinder 3, 4, 5 and 6R | 0 |  | 0
3240 |  |  |  | K 70000 | Pump attachment, Complete | 0 |  | 0
3241 | Local |  |  | PRO-PF 30-1 | Pump Body | 3 | 0 | 0 | pc/s | PRO-WH-RM1 | PROGEN | Side Wall Rack
3242 |  |  |  | K 55004 | Pump Cover for Housing K 55001 | 0 |  | 0
3243 |  |  |  | VTR-32160 | Pump Holder | 0 |  | 0 | pc/s
3244 |  |  |  | K 74125 | Pump Impeller for Fuel Transfer Pump | 0 |  | 0
3245 |  |  |  | K 71029 | Pump Impeller for Oil Pump | 0 |  | 0
3246 |  |  |  | K 74123 | Pump Impeller with Drive Shaft | 0 |  | 0
3247 |  |  |  | K 71028 | Pump Impeller with Drive Shaft for Oil Pump | 0 |  | 0
3248 |  |  |  | PRO-PF 162-501 | Pump Shaft | 0 |  | 0 | pc/s
3249 |  |  |  | PRO-PF 162-502 | Pump Shaft | 0 |  | 0 | pc/s
3250 |  |  |  | AUX-PAR_1249 | Pump Side Bearing Case, SJ6-H33, PN-6015012 | 0 |  | 0 | pc/s | PRO-WH-RM1 | PROGEN | Rack 3-D
3251 |  |  |  | PRO-PF 162-512 | Pump Support | 0 |  | 0 | pc/s
3252 |  |  |  | PRO-PF 30-103 | Push Ring | 0 |  | 0 | pc/s
3253 | Local |  |  | PRO-PF 20-331 | Push Rod | 9 | 0 | 0 | pc/s | PRO-WH-RM1 | PROGEN | Rack 1-C
3254 | Local |  |  | PRO-PF 16-113 | Push Rod / Valve Rod, (Stem), PF 16-113 | 57 | 0 | 0 | pc/s | PRO-WH-RM1 | PROGEN | Drawer 1.2 Side Wall
3255 |  |  |  | PRO-PF 20-325 | Push Rod Case | 0 |  | 0 | pc/s
3256 | Local |  |  | PRO-PF 54-112 | Push Rod, PF 54-112 | 8 | 0 | 0 | pc/s | PRO-WH-RM1 | PROGEN | Drawer 3.5 Side Wall
3257 | Local |  |  | PRO-PF 32-17 | Pusher Casing | 29 | 0 | 0 | pc/s | PRO-WH-RM1 | PROGEN | Rack 3-D
3258 |  |  |  | K 55006 | Rack for Fuel Injection Pump | 0 |  | 0
3259 | Local |  |  | CON-HOU_1001 | Rags, Cotton | 10 | 50 | 0 | kg/s | PRO-WH-RM1 | PROGEN | SR Cabinet 1-A
3260 |  |  |  | K 73102 | Raw Water Pump Casing, Complete, Fresh-water Resistant | 0 |  | 0
3261 |  |  |  | K 73103 | Raw Water Pump Casing, Complete, Sea-water Resistant | 0 |  | 0
3262 |  |  |  | K 73100 | Raw Water Pump, Complete | 0 |  | 0
3263 |  |  |  | K 12033 | Reamed Bolt for Oil Cup | 0 |  | 0
3264 |  |  |  | K 32390 | Reamed Bolt for Pinion Shaft | 0 |  | 0
3265 |  |  |  | PRO-PF 136-56 | Recovery Sump | 0 |  | 0 | pc/s
3266 |  |  |  | PRO-PF 136-57 | Recovery Sump | 0 |  | 0 | pc/s
3267 |  |  |  | PRO-PF 136-58 | Recovery Sump | 0 |  | 0 | pc/s
3268 |  |  |  | PRO-PF 136-59 | Recovery Sump | 0 |  | 0 | pc/s
3269 |  |  |  | PRO-PF 136-52 | Recovery Sump Support | 0 |  | 0 | pc/s
3270 |  |  |  | AUX-PAR_1190 | Reducer M/F=M-OD 1 1/4 x F-ID 3/4 | 0 |  | 0 | pc/s | PRO-WH-RM1 | PROGEN | Aux Rack 2-D
3271 |  |  |  | AUX-PAR_1159 | Reducer M/FM - M 3/4" , F 11 / 16" w/ Nut | 0 |  | 0 | pc/s | PRO-WH-RM1 | PROGEN | Aux Rack 2-D
3272 |  |  |  | AUX-PAR_1158 | Reducer M/FM - M 3/4" , F 11 /16" w/o nut | 0 |  | 0 | pc/s | PRO-WH-RM1 | PROGEN | Aux Rack 2-D
3273 |  |  |  | AUX-PAR_1186 | Reducer M/FM 1 1/2" x 61/64 | 0 |  | 0 | pc/s | PRO-WH-RM1 | PROGEN | Aux Rack 2-D
3274 |  |  |  | AUX-PAR_1165 | Reducer M/FM 11/16 x 23/32 | 0 |  | 0 | pc/s | PRO-WH-RM1 | PROGEN | Aux Rack 2-D
3275 |  |  |  | AUX-PAR_1166 | Reducer M/FM 13/16 x 25/32 | 0 |  | 0 | pc/s | PRO-WH-RM1 | PROGEN | Aux Rack 2-D
3276 |  |  |  | AUX-PAR_1185 | Reducer M/FM 3/4" x 15/16" | 0 |  | 0 | pc/s | PRO-WH-RM1 | PROGEN | Aux Rack 2-D
3277 |  |  |  | AUX-PAR_1172 | Reducer M/FM, 3/4" x 3/4" | 0 |  | 0 | pc/s | PRO-WH-RM1 | PROGEN | Aux Rack 2-D
3278 |  |  |  | AUX-PAR_1294 | Reducer, OD-34mm, ID-19mm, T-25mm | 0 |  | 0 | pc/s | PRO-WH-RM1 | PROGEN | Aux Rack 2-D
3279 |  |  |  | K 46375 | Reducing Nipple for Control Element Box | 0 |  | 0
3280 |  |  |  | PRO-PF 134-20 | Reducting Piece | 0 |  | 0 | pc/s
3281 |  |  |  | K 55005 | Regulating Sleeve for Fuel Injection Pump | 0 |  | 0
3282 |  |  |  | PRO-PF 35-35 | Relief Valve | 0 |  | 0 | pc/s
3283 |  |  |  | PRO-PF 59-15A | Relief Valve | 0 |  | 0 | pc/s
3284 | Local |  |  | PRO-PF 35-116 | Relief Valve | 0 | 0 | 0 | pc/s | PRO-WH-RM1 | PROGEN | Valve & Injector Rack
3285 |  |  |  | PRO-PF 59-17A | Relief Valve Button | 0 |  | 0 | pc/s
3286 |  |  |  | PRO-PF 59-16A | Relief Valve Spring | 0 |  | 0 | pc/s
3287 |  |  |  | K 86050 | Relief Valve, Complete for Starting Air Line | 0 |  | 0
3288 |  |  |  | K 27700 | Relief Valve, complete, PN 3446280455 | 0 |  | 0
3289 |  |  |  | K 49700 | Remote Load Indicator, Complete | 0 |  | 0
3290 |  |  |  | ECV-09 | Repair Kit for Type:999, no. 7,2-32 Bar, PN 113.425.01 | 0 |  | 0
3291 |  |  |  | _1012 | Repair Kit for Type:999, no. 7,2-32 Bar, PN 113.425.01 | 0 |  | 0 | pc/s
3292 | Local |  |  | AUX-PAR_1040 | Repair Kit Impeller | 1 | 0 | 0 | pc/s | PRO-WH-RM1 | PROGEN | Aux Rack 1-B
3293 | Local |  |  | AUX-PAR_1027 | Repair Kit Impeller, 405-099 | 28 | 0 | 0 | set/s | PRO-WH-RM1 | PROGEN | Aux Rack 1-B
3294 |  |  |  | K 72139 | Retaining Piece for Flexible Rod K 72135 | 0 |  | 0
3295 |  |  |  | K 45012 | Retaining Piece for Flexible Rodding | 0 |  | 0
3296 | Local |  |  | ENG-PIE_1027 | Retaining Ring 29mm | 197 | 0 | 0 | pc/s | PRO-WH-RM1 | PROGEN | Drawer 5.5 Side Wall
3297 |  |  |  | ENG-PIE_1029 | Retaining Ring 35mmx41mm | 0 |  | 0 | pc/s
3298 | Local |  |  | ENG-PIE_1030 | Retaining Ring 36mmx43mm | 10 | 0 | 0 | pc/s | PRO-WH-RM1 | PROGEN | Drawer 5.4 Side Wall
3299 | Local |  |  | ENG-PIE_1116 | Retaining Ring 41mm | 10 | 0 | 0 | pc/s | PRO-WH-RM1 | PROGEN | Drawer 5.5 Side Wall
3300 | Local |  |  | ENG-PIE_1028 | Retaining Ring 42mm | 1 | 0 | 0 | pc/s | PRO-WH-RM1 | PROGEN | Drawer 5.4 Side Wall
3301 | Local |  |  | ENG-PIE_1031 | Retaining Ring 48mmx55mm | 2 | 0 | 0 | pc/s | PRO-WH-RM1 | PROGEN | Drawer 5.4 Side Wall
3302 | Local |  |  | ENG-PIE_1032 | Retaining Ring 62mmx725mm | 3 | 0 | 0 | pc/s | PRO-WH-RM1 | PROGEN | Drawer 5.4 Side Wall
3303 | Local |  |  | ENG-PIE_1033 | Retaining Ring 67mmx77mm | 1 | 0 | 0 | pc/s | PRO-WH-RM1 | PROGEN | Drawer 5.4 Side Wall
3304 |  |  |  | K 74155 | Retaining Ring for Casing K 74102 | 0 |  | 0
3305 |  |  |  | K 16271 | Retaining RIng for Hand Grip K 16130 | 0 |  | 0
3306 |  |  |  | K 16147 | Retaining Ring for Hand Grip K 16130 | 0 |  | 0
3307 |  |  |  | K 27416 | Retaining Ring for K 27403 | 0 |  | 0
3308 |  |  |  | K 27058 | Retaining Ring Type A for Handle K 27008 | 0 |  | 0
3309 |  |  |  | K 44128 | Retaining Ring Type A for Pin K 44106 | 0 |  | 0
3310 |  |  |  | K 55040 | Retaining Ring Type A For Pin K 55015 | 0 |  | 0
3311 |  |  |  | K 45011 | Retaining Ring, Type J, for Flexible Rodding | 0 |  | 0
3312 |  |  |  | K 55022 | Retaining screw for fuel injection pump | 0 |  | 0
3313 |  |  |  | PRO-PF 142-394 | Return Main | 0 |  | 0 | pc/s
3314 |  |  |  | PRO-PF 142-94 | Return Main | 0 |  | 0 | pc/s
3315 |  |  |  | PRO-PF 142-594 | Return Main | 0 |  | 0 | pc/s
3316 |  |  |  | PRO-PF 142-494 | Return Main | 0 |  | 0 | pc/s
3317 |  |  |  | PRO-PF 142-694 | Return Main | 0 |  | 0 | pc/s
3318 |  |  |  | PRO-PF 142-194 | Return Main | 0 |  | 0 | pc/s
3319 |  |  |  | PRO-PF 135-588 | Return Main 10 Cyl. | 0 |  | 0 | pc/s
3320 |  |  |  | PRO-PF 135-592 | Return Main 10 Cyl. | 0 |  | 0 | pc/s
3321 |  |  |  | PRO-PF 135-692B | Return Main 12 Cyl. | 0 |  | 0 | pc/s
3322 |  |  |  | PRO-PF 135-688B | Return Main 12 Cyl. | 0 |  | 0 | pc/s
3323 |  |  |  | PRO-PF 135-788B | Return Main 14 Cyl. | 0 |  | 0 | pc/s
3324 |  |  |  | PRO-PF 135-792B | Return Main 14 Cyl. | 0 |  | 0 | pc/s
3325 |  |  |  | PRO-PF 135-888B | Return Main 16 Cyl. | 0 |  | 0 | pc/s
3326 |  |  |  | PRO-PF 135-892B | Return Main 16 Cyl. | 0 |  | 0 | pc/s
3327 |  |  |  | PRO-PF 135-988B | Return Main 18 Cyl. | 0 |  | 0 | pc/s
3328 |  |  |  | PRO-PF 135-992B | Return Main 18 Cyl. | 0 |  | 0 | pc/s
3329 |  |  |  | PRO-PF 135-488 | Return Main 8 Cyl. | 0 |  | 0 | pc/s
3330 |  |  |  | PRO-PF 135-492 | Return Main 8 Cyl. | 0 |  | 0 | pc/s
3331 |  |  |  | PRO-PF 136-460 | Return Pipe | 0 |  | 0 | pc/s
3332 |  |  |  | PRO-PF 136-24 | Return Pipe 12 Cyl. | 0 |  | 0 | pc/s
3333 |  |  |  | PRO-PF 136-25 | Return Pipe 14 Cyl. | 0 |  | 0 | pc/s
3334 |  |  |  | PRO-PF 136-26 | Return Pipe 16 Cyl. | 0 |  | 0 | pc/s
3335 |  |  |  | PRO-PF 136-27 | Return Pipe 18 Cyl. | 0 |  | 0 | pc/s
3336 | Local |  |  | PRO-PF 130-Bellows (sm) | Return Pipe Bellows (sm) | 5 | 0 | 0 | pc/s | PRO-WH-RM1 | PROGEN | Rack beside Valve Rack 1
3337 |  |  |  | PRO-PF 135-477 | Return Pipe to Tank | 0 |  | 0 | pc/s
3338 |  |  |  | PRO-PF 134-115 | Return to the Sump | 0 |  | 0 | pc/s
3339 |  |  |  | PRO-PF 134-116 | Return to the Sump | 0 |  | 0 | pc/s
3340 |  |  |  | PRO-PF 96-401 | Right Bearing | 0 |  | 0 | pc/s
3341 |  |  |  | PRO-PF 134-128 | Right Bearing Lubricating | 0 |  | 0 | pc/s
3342 |  |  |  | PRO-PF 134-133 | Right Filter Inlet Pipe | 0 |  | 0 | pc/s
3343 |  |  |  | PRO-PF 134-135 | Right Filter Outlet Pipe | 0 |  | 0 | pc/s
3344 |  |  |  | PRO-PF 50-364 | Right Hand Pipe | 0 |  | 0 | pc/s
3345 |  |  |  | PRO-PF 50-464 | Right Hand Pipe | 0 |  | 0 | pc/s
3346 |  |  |  | PRO-PF 97-431 | Right Lower Joint | 0 |  | 0 | pc/s
3347 |  |  |  | PRO-PF 97-432 | Right Lower Joint | 0 |  | 0 | pc/s
3348 |  |  |  | PRO-PF 97-332 | Right Lower Joint | 0 |  | 0 | pc/s
3349 |  |  |  | PRO-PF 97-232 | Right Lower Joint | 0 |  | 0 | pc/s
3350 |  |  |  | PRO-PF 97-532 | Right Lower Joint | 0 |  | 0 | pc/s
3351 |  |  |  | PRO-PF 97-132 | Right Lower Joint | 0 |  | 0 | pc/s
3352 |  |  |  | PRO-PF 97-430 | Right Upper Joint | 0 |  | 0 | pc/s
3353 |  |  |  | PRO-PF 97-330 | Right Upper Joint | 0 |  | 0 | pc/s
3354 |  |  |  | PRO-PF 97-230 | Right Upper Joint | 0 |  | 0 | pc/s
3355 |  |  |  | PRO-PF 97-530 | Right Upper Joint | 0 |  | 0 | pc/s
3356 |  |  |  | PRO-PF 97-130 | Right Upper Joint | 0 |  | 0 | pc/s
3357 |  |  |  | K 42104 | Right-hand Camshaft - Damper Side | 0 |  | 0
3358 |  |  |  | K 42103 | Right-hand Camshaft - Flywheel Side | 0 |  | 0
3359 |  |  |  | PRO-PF 181-50 | Right-hand Front Support | 0 |  | 0 | pc/s
3360 |  |  |  | PRO-PF 181-52 | Right-hand Rear Support | 0 |  | 0 | pc/s
3361 |  |  |  | K 12042 | Right-hand Thrust Bearing Wall Support | 0 |  | 0
3362 |  |  |  | PRO-PF 215-5A | Ring | 0 |  | 0 | pc/s
3363 |  |  |  | PRO-PF 125-44 | Ring | 0 |  | 0 | pc/s
3364 |  |  |  | PRO-PF 25-55 | Ring | 0 |  | 0 | pc/s
3365 |  |  |  | PRO-PF 25-56 | Ring | 0 |  | 0 | pc/s
3366 |  |  |  | PRO-PF 75-13B | Ring | 0 |  | 0 | pc/s
3367 |  |  |  | K 74145 | Ring Bolt for Fuel Transfer Pump | 0 |  | 0
3368 |  |  |  | K 11116 | Ring for Crosstie Rod | 0 |  | 0
3369 |  |  |  | K 66120 | Ring for Diffusor K 66115 | 0 |  | 0
3370 |  |  |  | K 16135 | Ring for Hand Grip K 16130 | 0 |  | 0
3371 |  |  |  | K 27010 | Ring for K 27008, PN 3446276163 | 0 |  | 0
3372 |  |  |  | K 34123 | Ring for Operating Piston | 0 |  | 0
3373 | Local |  |  | PRO-PF 15-HSG | Ring Housing, PF 15-HSG | 5 | 0 | 0 | pc/s | PRO-WH-RM1 | PROGEN | Drawer 1.3 Side Wall
3374 |  |  |  | VTR-220813 | Ring Nut | 0 |  | 0 | pc/s
3375 |  |  |  | VTR-Nut | Ring Nut | 0 |  | 0
3376 |  |  |  | AUX-PAR_1293 | Ring Oil Seal, 25mm x 33mm x 5mm, PN-2324-70 | 0 |  | 0 | pc/s | PRO-WH-RM1 | PROGEN | Aux Rack 4-D
3377 |  |  |  | PRO-PF 54-57 | Ring Packing For Starting Air Apparatus | 0 |  | 0 | pc/s
3378 |  |  |  | K 81150 | Ring, Two Part for Exhaust Piping K81150 | 0 |  | 0
3379 |  |  |  | K 81140 | Ring, Two Part, for Exhaust Piping K81140 | 0 |  | 0
3380 |  |  |  | K 67013 | Ring, Two part, for the Air Branches | 0 |  | 0
3381 |  |  |  | K 81145 | Ring, Two Parts for Exhaust Piping K81145 | 0 |  | 0
3382 |  |  |  | K 45009 | Ring, Two-part, for Flexible Rodding | 0 |  | 0
3383 |  |  |  | PRO-PF 15-64 | Ring/Clamp | 0 |  | 0 | pc/s
3384 |  |  |  | PRO-PF 30-16-3 | Rivet | 0 |  | 0 | pc/s
3385 |  |  |  | ENG-PIE_1044 | Rocker Arm | 0 |  | 0 | pc/s
3386 | Local |  |  | PRO-PF 20-445 | Rocker Arm Bracket | 7 | 0 | 0 | pc/s | PRO-WH-RM1 | PROGEN | Side Wall Rack
3387 |  |  |  | PRO-PF 102-35 | Rod | 0 |  | 0 | pc/s
3388 |  |  |  | K 46154 | Rod for Overspeed Trip | 0 |  | 0
3389 |  |  |  | K 45002 | Rodding for Flexible Rodding | 0 |  | 0
3390 |  |  |  | PRO-PF 65-312 | Rolled "Mecanindus" Pin | 0 |  | 0 | pc/s
3391 |  |  |  | PRO-PF 65-313 | Rolled "Mecanindus" Pin | 0 |  | 0 | pc/s
3392 |  |  |  | PRO-PF 65-314 | Rolled "Mecanindus" Pin | 0 |  | 0 | pc/s
3393 |  |  |  | PRO-PF 65-315 | Rolled "Mecanindus" Pin | 0 |  | 0 | pc/s
3394 |  |  |  | PRO-PF 50-33 | Roller | 0 |  | 0 | pc/s
3395 |  |  |  | PRO-PF 32-29 | Roller | 0 |  | 0 | pc/s
3396 |  |  |  | PRO-PF 103-105 | Roller | 0 |  | 0 | pc/s
3397 |  |  |  | PRO-PF 25-003 | Roller | 0 |  | 0 | pc/s
3398 | Local |  |  | PRO-PF 20-5 | Roller | 14 | 0 | 0 | pc/s | PRO-WH-RM1 | PROGEN | Rack 3-C
3399 | Local |  |  | PRO-PF 32-290 | Roller | 56 | 0 | 0 | pc/s | PRO-WH-RM1 | PROGEN | Rack 3-D
3400 | Local |  |  | PRO-PF 20-6 | Roller Bush | 33 | 0 | 0 | pc/s | PRO-WH-RM1 | PROGEN | Rack 3-C
3401 |  |  |  | K 55028 | Roller for Fuel Injection Pump | 0 |  | 0
3402 |  |  |  | K 43123 | Roller for Starting-Air Sleeve Valve | 0 |  | 0
3403 |  |  |  | K 44104 | Roller for Valve Drive | 0 |  | 0
3404 |  |  |  | PRO-PF 20-904 | Roller Guide | 0 |  | 0 | pc/s
3405 |  |  |  | PRO-PF 32-244 | Roller Guide | 0 |  | 0 | pc/s
3406 | Local |  |  | PRO-PF 20-304 | Roller Guide | 16 | 0 | 0 | pc/s | PRO-WH-RM1 | PROGEN | Rack 3-D
3407 |  |  |  | PRO-PF 50-31 | Roller Guide | 0 |  | 0 | pc/s
3408 |  |  |  | PRO-PF 32-Assy. | Roller Guide Assembly | 0 |  | 0 | assy/s
3409 | Local |  |  | PRO-PF 32-244/290/30/31/32A | Roller Guide Assembly w/ Head | 16 | 0 | 0 | pc/s | PRO-WH-RM1 | PROGEN | Rack 5-D
3410 | Local |  |  | PRO-PF 32-244/290/30/31/32B | Roller Guide Assembly w/o Head | 8 | 0 | 0 | pc/s | PRO-WH-RM1 | PROGEN | Rack 5-D
3411 | Local |  |  | PRO-PF 20-301 | Roller Guide Box | 13 | 0 | 0 | pc/s | PRO-WH-RM1 | PROGEN | Side Wall Rack
3412 | Local |  |  | PRO-PF 20-901 | Roller Guide Box | 2 | 0 | 0 | pc/s | PRO-WH-RM1 | PROGEN | Side Wall Rack
3413 | Local |  |  | PRO-PF 32-915 | Roller Guide Housing | 8 | 0 | 0 | pc/s | PRO-WH-RM1 | PROGEN | Rack 6-D
3414 | Local |  |  | PRO-PF 32-122 | Roller Guide Sleeve | 17 | 0 | 0 | pc/s | PRO-WH-RM1 | PROGEN | Rack 6-C
3415 | Local |  |  | PRO-PF 32-244B | Roller Guide w/ head | 6 | 0 | 0 | pc/s | PRO-WH-RM1 | PROGEN | Rack 5-D
3416 | Local |  |  | PRO-PF 32-244A | Roller Guide w/o head | 8 | 0 | 0 | pc/s | PRO-WH-RM1 | PROGEN | Rack 5-D
3417 |  |  |  | PRO-PF 50-34 | Roller Pin | 0 |  | 0 | pc/s
3418 |  |  |  | PRO-PF 20-7 | Roller Pin | 0 |  | 0 | pc/s
3419 |  |  |  | PRO-PF 25-004 | Roller Pin | 0 |  | 0 | pc/s
3420 | Local |  |  | PRO-PF 32-31 | Roller Pin | 110 | 0 | 0 | pc/s | PRO-WH-RM1 | PROGEN | Rack 5-D
3421 |  |  |  | AUX-PAR_1154 | Rotary Selector Switch | 0 |  | 0 | pc/s | PRO-WH-RM1 | PROGEN | Aux Rack 2-C
3422 |  |  |  | K 43173 | Rotary Slide Valve for Starting Device | 0 |  | 0
3423 |  |  |  | PRO-PF 59-12A | Rotator | 0 |  | 0 | pc/s
3424 |  |  |  | PRO-PF 15-740 (inlet) | Rotocap | 0 |  | 0 | pc/s
3425 |  |  |  | PRO-PF 15-746 | Rotocap Ball | 0 |  | 0 | pc/s
3426 | Local |  |  | PRO-PF 17-740-1 | Rotocap Body | 28 | 0 | 0 | pc/s | PRO-WH-RM1 | PROGEN | Rack 3-B
3427 |  |  |  | PRO-PF 15-741 | Rotocap Body | 0 |  | 0 | pc/s |  | PROGEN | Rack 3-B
3428 | Local |  |  | PRO-PF 15-740-1-3 (old) | Rotocap Body, Retainer & Plate Spring | 16 | 0 | 0 | pc/s
3429 |  |  |  | PRO-PF 15-745 | Rotocap Circlip | 0 |  | 0 | pc/s
3430 | Local |  |  | PRO-PF 15-Rotocap | Rotocap Head | 26 | 0 | 0 | pc/s | PRO-WH-RM1 | PROGEN | Rack beside Valve Rack 1
3431 | Local |  |  | PRO-PF 15-nut | Rotocap Nut | 51 | 0 | 0 | pc/s | PRO-WH-RM1 | PROGEN | Rack beside Valve Rack 1
3432 |  |  |  | PRO-PF 15-743 | Rotocap Plate Spring | 0 |  | 0 | pc/s
3433 |  |  |  | PRO-PF 15-742 | Rotocap Retainer | 0 |  | 0 | pc/s
3434 |  |  |  | PRO-PF 15-744 | Rotocap Spring | 0 |  | 0 | pc/s
3435 | Local |  |  | ENG-PIE_1054 | Rotor Assembly | 5 | 0 | 0 | assy/s | WH - Extn | CENPRI | Warehouse Extension
3436 |  |  |  | VTR-401-2NR (20667) | Rotor Assembly Job Number ES 20667 | 0 |  | 0 | assy/s
3437 |  |  |  | VTR-401-2NR (20664) | Rotor Assembly Job Number ES 20664 | 0 |  | 0 | assy/s
3438 |  |  |  | VTR-401-2NR (20665) | Rotor Assembly Job Number ES 20665 | 0 |  | 0 | assy/s
3439 |  |  |  | VTR-401-2NR (20666) | Rotor Assembly Job Number ES 20666 | 0 |  | 0 | assy/s
3440 |  |  |  | VTR-401-2N | Rotor Assembly ( for Fuji Pielstick Engine - Turbo Charger ) | 0 |  | 0 | assy/s
3441 |  |  |  | VTR-401-2P | Rotor Assembly ( for Zgoda Sulzer Engine - Turbo Charger ) | 0 |  | 0 | assy/s
3442 |  |  |  | VTR-401-2 | Rotorshaft Assy for Zgoda Sulzer PN 2000 | 0 |  | 0 | assy/s
3443 |  |  |  | PRO-PF 134-4A | Round Flange | 0 |  | 0 | pc/s
3444 |  |  |  | PRO-PF 130-37B | Round Flange | 0 |  | 0 | pc/s
3445 |  |  |  | PRO-PF 130-9C | Round Flange | 0 |  | 0 | pc/s
3446 |  |  |  | PRO-PF 135-594 | Round Flange | 0 |  | 0 | pc/s
3447 |  |  |  | PRO-PF 135-367 | Round Joint | 0 |  | 0 | pc/s
3448 |  |  |  | K 46397 | Round Rubber Ring for Electrovalve K 46352 | 0 |  | 0
3449 |  |  |  | K 47096 | Round Rubber Ring for K 47078 and K 47079 | 0 |  | 0
3450 |  |  |  | K 43572 | Round Rubber Ring for Pilot Valve K 43558 | 0 |  | 0
3451 |  |  |  | K 47197 | Round Rubber Ring for Valve Plate | 0 |  | 0
3452 |  |  |  | PRO-PF 130-35B | Round Seal | 0 |  | 0 | pc/s
3453 |  |  |  | PRO-PF 140-84 | Rubber Bush | 0 |  | 0 | pc/s
3454 | Local |  |  | AUX-PAR_1034 | Rubber Coupling | 6 | 0 | 0 | pc/s | PRO-WH-RM1 | PROGEN | Aux Rack 1-B
3455 |  |  |  | AUX-PAR_1289 | Rubber Coupling, 31mm x 16mm x 18mm | 0 |  | 0 | pc/s | PRO-WH-RM1 | PROGEN | Aux Rack 4-D
3456 |  |  |  | K 11826 | Rubber Joint for Oil Sump | 0 |  | 0
3457 |  |  |  | AUX-PAR_1176 | Rubber Packing 120mm x 20mm x 2mm | 0 |  | 0 | pc/s | PRO-WH-RM1 | PROGEN | Aux Rack 2-D
3458 |  |  |  | PRO-PF 22-124 | Rubber Packing, 20 x 12 x 1.5mm | 0 |  | 0 | pc/s
3459 |  |  |  | AUX-PAR_1053 | Rubber Packing, 5x7x81mm | 0 |  | 0 | pc/s | PRO-WH-RM1 | PROGEN | Aux Rack 4-D
3460 | Local |  |  | AUX-PAR_1060 | Rubber Packing, 60x43x2mm | 125 | 0 | 0 | pc/s | PRO-WH-RM1 | PROGEN | Aux Rack 1-C Drawer 1.1
3461 | Local |  |  | AUX-PAR_1061 | Rubber Packing, 90x70x2mm | 18 | 0 | 0 | pc/s | PRO-WH-RM1 | PROGEN | Aux Rack 1-C Drawer 1.4
3462 |  |  |  | PRO-PF 125-315 | Rubber Plate, PN V77617330 | 0 |  | 0 | pc/s
3463 |  |  |  | AUX-PAR_1177 | Rubber Spacer 102mm x 26mm x14mm | 0 |  | 0 | pc/s | PRO-WH-RM1 | PROGEN | Aux Rack 2-D
3464 |  |  |  | AUX-PAR_1187 | Rubber Spacer, OD-60mm, ID-43mm, T-2mm | 0 |  | 0 | pc/s | PRO-WH-RM1 | PROGEN | Aux Rack 2-D
3465 |  |  |  | AUX-PAR_1188 | Rubber Spacer, OD-80mm, ID-65mm, T-3mm | 0 |  | 0 | pc/s | PRO-WH-RM1 | PROGEN | Aux Rack 2-D
3466 | Local |  |  | AUX-PAR_1036 | Rubber Stator, JWA-01 | 4 | 0 | 0 | pc/s | PRO-WH-RM1 | PROGEN | Aux Rack 1-B
3467 | Local |  |  | CON-CHE_1002 | Rust Converter | 0 | 780 | 0 | gal/s
3468 |  |  |  | _1004 | S/S Single w. Braided Flex. Metal Hose Size: 6" dia x 318mm | 0 |  | 0 | pc/s
3469 |  |  |  | PRO-PF 75-6 | Safety Box | 0 |  | 0 | pc/s
3470 |  |  |  | PRO-PF 75-41 | Safety Device Housing | 0 |  | 0 | pc/s
3471 | Local |  |  | FFE-SSE_1002 | Safety Googles | 4 | 25 | 0 | pc/s
3472 |  |  |  | PRO-PF 30-109 | Safety Valve | 0 |  | 0
3473 |  |  |  | PRO-PF 97-536 | Safety Valve | 0 |  | 0 | pc/s
3474 | Local |  |  | PRO-PF 17-Assy. | Safety Valve Assembly | 4 | 0 | 0 | assy/s | PRO-WH-RM1 | PROGEN | Valve & Injector Rack
3475 |  |  |  | PRO-PF 136-46 | Safety Washer | 0 |  | 0 | pc/s
3476 | Local |  |  | CON-CON_1026 | Sand Paper, G1000 | 252 | 11 | 0 | pc/s | Cabinet | PROGEN
3477 | Local |  |  | CON-CON_1003 | Sand Paper, G120 | 248 | 14 | 0 | pc/s | PRO-WH-RM1 | PROGEN | SR Cabinet 1-A
3478 | Local |  |  | CON-CON_1030 | Sand Paper, G600 | 184 | 10 | 0 | pc/s | Cabinet | PROGEN
3479 | Local |  |  | CON-CON_1031 | Sand Paper, G800 | 68 | 0 | 0 | pc/s | Cabinet | PROGEN
3480 | Local |  |  | CON-OFF_1014 | Scissors, Big | 0 | 40 | 0 | pc/s
3481 | Local |  |  | CON-OFF_1008 | Scotch Tape, Clear, 1" | 1 | 16.25 | 0 | roll/s
3482 | Local |  |  | CON-OFF_1009 | Scotch Tape, Clear, 2" | 1 | 29.5 | 0 | roll/s
3483 | Local |  |  | CON-CON_1001 | Scraper, Industrial; Size: 2" | 5 | 12.7 | 0 | pc/s
3484 | Local |  |  | CON-CON_1016 | Scraper; Metal, 3" | 0 | 16 | 0 | pc/s
3485 |  |  |  | K 81201 | Screening Plate for Exhaust Piping | 0 |  | 0
3486 |  |  |  | PRO-PF 96-202A | Screw | 0 |  | 0 | pc/s
3487 |  |  |  | PRO-PF 128-38B | Screw | 0 |  | 0 | pc/s
3488 |  |  |  | PRO-PF 62-14 | Screw | 0 |  | 0 | pc/s
3489 |  |  |  | PRO-PF 140-48 | Screw | 0 |  | 0 | pc/s
3490 |  |  |  | PRO-PF 97-284 | Screw | 0 |  | 0 | pc/s
3491 |  |  |  | PRO-PF 140-141 | Screw | 0 |  | 0 | pc/s
3492 |  |  |  | PRO-PF 144-2 | Screw | 0 |  | 0 | pc/s
3493 |  |  |  | PRO-PF 135-596 | Screw | 0 |  | 0 | pc/s
3494 |  |  |  | PRO-PF 136-11B | Screw | 0 |  | 0 | pc/s
3495 |  |  |  | PRO-PF 136-274 | Screw | 0 |  | 0 | pc/s
3496 |  |  |  | PRO-PF 140-49 | Screw | 0 |  | 0 | pc/s
3497 |  |  |  | PRO-PF 25-63 | Screw | 0 |  | 0 | pc/s
3498 |  |  |  | PRO-PF 140-142 | Screw | 0 |  | 0 | pc/s
3499 |  |  |  | PRO-PF 75-15 | Screw | 0 |  | 0 | pc/s
3500 |  |  |  | PRO-PF 136-107 | Screw | 0 |  | 0 | pc/s
3501 |  |  |  | PRO-PF 130-19A | Screw | 0 |  | 0 | pc/s | PRO-WH-RM1 | PROGEN | Rack 7-A
3502 |  |  |  | PRO-PF 32-56 | Screw | 0 |  | 0 | pc/s
3503 |  |  |  | PRO-PF 62-6A | Screw | 0 |  | 0 | pc/s
3504 |  |  |  | PRO-PF 128-39B | Screw | 0 |  | 0 | pc/s
3505 |  |  |  | PRO-PF 25-64 | Screw | 0 |  | 0 | pc/s
3506 |  |  |  | PRO-PF 142-705 | Screw | 0 |  | 0 | pc/s
3507 |  |  |  | PRO-PF 75-9B | Screw | 0 |  | 0 | pc/s
3508 |  |  |  | PRO-PF 65-308 | Screw | 0 |  | 0 | pc/s
3509 |  |  |  | PRO-PF 130-49B | Screw | 0 |  | 0 | pc/s
3510 |  |  |  | PRO-PF 140-145 | Screw | 0 |  | 0 | pc/s
3511 |  |  |  | PRO-PF 136-96 | Screw | 0 |  | 0 | pc/s
3512 |  |  |  | PRO-PF 35-33 | Screw | 0 |  | 0 | pc/s
3513 |  |  |  | PRO-PF 136-49 | Screw | 0 |  | 0 | pc/s
3514 |  |  |  | PRO-PF 128-19A | Screw | 0 |  | 0 | pc/s
3515 |  |  |  | PRO-PF 136-12B | Screw | 0 |  | 0 | pc/s
3516 |  |  |  | PRO-PF 136-425 | Screw | 0 |  | 0 | pc/s
3517 |  |  |  | PRO-PF 148-28 | Screw | 0 |  | 0 | pc/s
3518 |  |  |  | PRO-PF 65-309 | Screw | 0 |  | 0 | pc/s
3519 |  |  |  | PRO-PF 68-104 | Screw | 0 |  | 0 | pc/s
3520 |  |  |  | PRO-PF 130-50 | Screw | 0 |  | 0 | pc/s
3521 |  |  |  | PRO-PF 140-146 | Screw | 0 |  | 0 | pc/s
3522 |  |  |  | PRO-PF 136-5B | Screw | 0 |  | 0 | pc/s
3523 |  |  |  | PRO-PF 75-17 | Screw | 0 |  | 0 | pc/s
3524 |  |  |  | PRO-PF 136-97 | Screw | 0 |  | 0 | pc/s
3525 |  |  |  | PRO-PF 96-13 | Screw | 0 |  | 0 | pc/s
3526 |  |  |  | PRO-PF 130-20A | Screw | 0 |  | 0 | pc/s
3527 |  |  |  | PRO-PF 130-61 | Screw | 0 |  | 0 | pc/s
3528 |  |  |  | PRO-PF 136-120 | Screw | 0 |  | 0 | pc/s
3529 |  |  |  | PRO-PF 148-29 | Screw | 0 |  | 0 | pc/s
3530 |  |  |  | PRO-PF 135-695 | Screw | 0 |  | 0 | pc/s
3531 |  |  |  | PRO-PF 75-10B | Screw | 0 |  | 0 | pc/s
3532 |  |  |  | PRO-PF 103-3A | Screw | 0 |  | 0 | pc/s
3533 |  |  |  | PRO-PF 68-105 | Screw | 0 |  | 0 | pc/s
3534 |  |  |  | PRO-PF 130-51 | Screw | 0 |  | 0 | pc/s
3535 |  |  |  | PRO-PF 140-147 | Screw | 0 |  | 0 | pc/s
3536 |  |  |  | PRO-PF 30-107 | Screw | 0 |  | 0 | pc/s
3537 |  |  |  | PRO-PF 68-3 | Screw | 0 |  | 0 | pc/s
3538 |  |  |  | PRO-PF 136-98 | Screw | 0 |  | 0 | pc/s
3539 |  |  |  | PRO-PF 96-15 | Screw | 0 |  | 0 | pc/s
3540 |  |  |  | PRO-PF 140-37 | Screw | 0 |  | 0 | pc/s
3541 |  |  |  | PRO-PF 20-85 | Screw | 0 |  | 0 | pc/s
3542 |  |  |  | PRO-PF 25-81 | Screw | 0 |  | 0 | pc/s
3543 |  |  |  | PRO-PF 148-30 | Screw | 0 |  | 0 | pc/s
3544 |  |  |  | PRO-PF 135-696 | Screw | 0 |  | 0 | pc/s
3545 |  |  |  | PRO-PF 180-44 | Screw | 0 |  | 0 | pc/s
3546 |  |  |  | PRO-PF 60-52 | Screw | 0 |  | 0 | pc/s
3547 |  |  |  | PRO-PF 130-52 | Screw | 0 |  | 0 | pc/s
3548 |  |  |  | PRO-PF 140-148 | Screw | 0 |  | 0 | pc/s
3549 |  |  |  | PRO-PF 136-6B | Screw | 0 |  | 0 | pc/s
3550 |  |  |  | PRO-PF 136-100 | Screw | 0 |  | 0 | pc/s
3551 |  |  |  | PRO-PF 130-21 | Screw | 0 |  | 0 | pc/s
3552 |  |  |  | PRO-PF 134-195 | Screw | 0 |  | 0 | pc/s
3553 |  |  |  | PRO-PF 142-86 | Screw | 0 |  | 0 | pc/s
3554 |  |  |  | PRO-PF 135-585B | Screw | 0 |  | 0 | pc/s
3555 |  |  |  | PRO-PF 136-101 | Screw | 0 |  | 0 | pc/s
3556 |  |  |  | PRO-PF 68-107 | Screw | 0 |  | 0 | pc/s
3557 |  |  |  | PRO-PF 130-53 | Screw | 0 |  | 0 | pc/s
3558 |  |  |  | PRO-PF 92-121 | Screw | 0 |  | 0 | pc/s
3559 |  |  |  | PRO-PF 140-149 | Screw | 0 |  | 0 | pc/s
3560 |  |  |  | PRO-PF 129-31 | Screw | 0 |  | 0 | pc/s
3561 |  |  |  | PRO-PF 25-001 | Screw | 0 |  | 0 | pc/s
3562 |  |  |  | PRO-PF 140-40 | Screw | 0 |  | 0 | pc/s
3563 |  |  |  | PRO-PF 97-234 | Screw | 0 |  | 0 | pc/s
3564 |  |  |  | PRO-PF 176-9 | Screw | 0 |  | 0 | pc/s
3565 |  |  |  | PRO-PF 142-87 | Screw | 0 |  | 0 | pc/s
3566 |  |  |  | PRO-PF 10-109 | Screw | 0 |  | 0 | pc/s
3567 |  |  |  | PRO-PF 135-698 | Screw | 0 |  | 0 | pc/s
3568 |  |  |  | PRO-PF 32-143 | Screw | 0 |  | 0 | pc/s
3569 |  |  |  | PRO-PF 136-102 | Screw | 0 |  | 0 | pc/s
3570 |  |  |  | PRO-PF 130-54 | Screw | 0 |  | 0 | pc/s
3571 |  |  |  | PRO-PF 97-134 | Screw | 0 |  | 0 | pc/s
3572 |  |  |  | PRO-PF 136-43 | Screw | 0 |  | 0 | pc/s
3573 |  |  |  | PRO-PF 136-112B | Screw | 0 |  | 0 | pc/s
3574 |  |  |  | PRO-PF 59-8B | Screw | 0 |  | 0 | pc/s
3575 |  |  |  | PRO-PF 135-590 | Screw | 0 |  | 0 | pc/s
3576 |  |  |  | PRO-PF 136-103 | Screw | 0 |  | 0 | pc/s
3577 |  |  |  | PRO-PF 162-522 | Screw | 0 |  | 0 | pc/s
3578 |  |  |  | PRO-PF 130-55 | Screw | 0 |  | 0 | pc/s
3579 |  |  |  | PRO-PF 54-30 | Screw | 0 |  | 0
3580 |  |  |  | PRO-PF 103-111B | Screw | 0 |  | 0 | pc/s
3581 |  |  |  | PRO-PF 75-345 | Screw | 0 |  | 0 | pc/s
3582 |  |  |  | PRO-PF 97-136 | Screw | 0 |  | 0 | pc/s
3583 |  |  |  | PRO-PF 136-113 | Screw | 0 |  | 0 | pc/s
3584 |  |  |  | PRO-PF 59-9B | Screw | 0 |  | 0 | pc/s
3585 |  |  |  | PRO-PF 140-447 | Screw | 0 |  | 0 | pc/s
3586 |  |  |  | PRO-PF 136-104 | Screw | 0 |  | 0 | pc/s
3587 |  |  |  | PRO-PF 147-14 | Screw | 0 |  | 0 | pc/s
3588 |  |  |  | PRO-PF 130-56 | Screw | 0 |  | 0 | pc/s
3589 |  |  |  | PRO-PF 181-59 | Screw | 0 |  | 0 | pc/s
3590 |  |  |  | PRO-PF 128-33B | Screw | 0 |  | 0 | pc/s
3591 |  |  |  | PRO-PF 62-13 | Screw | 0 |  | 0 | pc/s
3592 |  |  |  | PRO-PF 140-46 | Screw | 0 |  | 0 | pc/s
3593 |  |  |  | PRO-PF 125-122 | Screw | 0 |  | 0 | pc/s
3594 |  |  |  | PRO-PF 32-110 | Screw | 0 |  | 0 | pc/s
3595 |  |  |  | PRO-PF 103-1B | Screw | 0 |  | 0 | pc/s
3596 |  |  |  | PRO-PF 92-23 | Screw | 0 |  | 0 | pc/s
3597 |  |  |  | PRO-PF 140-140 | Screw | 0 |  | 0 | pc/s
3598 |  |  |  | PRO-PF 135-161 | Screw | 0 |  | 0 | pc/s
3599 |  |  |  | PRO-PF 142-92 | Screw | 0 |  | 0 | pc/s
3600 |  |  |  | PRO-PF 180-49 | Screw | 0 |  | 0 | pc/s
3601 |  |  |  | PRO-PF 147-15 | Screw | 0 |  | 0 | pc/s
3602 |  |  |  | PRO-PF 130-57 | Screw | 0 |  | 0 | pc/s
3603 | Local |  |  | PRO-PF 54-129 | Screw / Bolt, PF 54-129 | 16 | 0 | 0 | pc/s | PRO-WH-RM1 | PROGEN | Drawer 2.3 Side Wall
3604 |  |  |  | PRO-PF 1-19 | Screw / Side Bolt | 0 |  | 0 | pc/s
3605 | Local |  |  | PRO-PF 54-32 | Screw /Bolt, PF 54-32 | 4 | 0 | 0 | pc/s | PRO-WH-RM1 | PROGEN | Drawer 3.5 Side Wall
3606 |  |  |  | PRO-PF 71-10 | Screw CHC/Spring Pin | 0 |  | 0 | pc/s
3607 |  |  |  | K 33421 | Screw for Serrated Bolt-locking Device K 33420 | 0 |  | 0
3608 | Local |  |  | PRO-PF 52-31 | Screw Locker, PF 52-31 | 43 | 0 | 0 | pc/s | PRO-WH-RM1 | PROGEN | Drawer 2.3 Side Wall
3609 |  |  |  | VTR-5891 A | Screw Plug | 0 |  | 0 | pc/s
3610 |  |  |  | VTR-5891 B | Screw Plug | 0 |  | 0 | pc/s
3611 |  |  |  | K 27440 | Screw Plug for Cylinder Cover | 0 |  | 0
3612 |  |  |  | K 81258 | Screw Plug for Exhaust Piping | 0 |  | 0
3613 |  |  |  | K 16009 | Screw Plug for Housing K 16001 | 0 |  | 0
3614 |  |  |  | K 43534 | Screw Plug for Housing K 43501 | 0 |  | 0
3615 |  |  |  | K 93113 | Screw Plug for Oil Mist Controller | 0 |  | 0
3616 |  |  |  | SZR-06/A | Screw Plug for Oil Mist Controller | 0 |  | 0
3617 |  |  |  | ECV-01 | Screw Plug for Oil Mist Controller | 0 |  | 0
3618 |  |  |  | K 93112 | Screw Plug for Oil Mist Controller | 0 |  | 0
3619 |  |  |  | K 43544 | Screw Plug for Throttle-type Non Return Valve | 0 |  | 0
3620 |  |  |  | K 46341 | Screw Plug for Valve Plate | 0 |  | 0
3621 |  |  |  | K 43531 | Screw Plug for Valve Seat K 43516 | 0 |  | 0
3622 |  |  |  | PRO-PF 162-528B | Sea Water Pump-Merchant Marine | 0 |  | 0 | pc/s
3623 |  |  |  | PRO-PF 162-528A | Sea Water Pump-Navy | 0 |  | 0 | pc/s
3624 |  |  |  | PRO-PF 130-33 | Seal | 0 |  | 0 | pc/s
3625 |  |  |  | PRO-PF 180-41 | Seal | 0 |  | 0 | pc/s
3626 |  |  |  | PRO-PF 40-70 | Seal | 0 |  | 0 | pc/s
3627 |  |  |  | PRO-PF 130-38B | Seal | 0 |  | 0 | pc/s
3628 |  |  |  | PRO-PF 130-46B | Seal | 0 |  | 0 | pc/s
3629 |  |  |  | PRO-PF 128-27B | Seal Manifold | 0 |  | 0 | pc/s
3630 |  |  |  | PRO-PF 128-20A | Seal on Cylinder Head | 0 |  | 0 | pc/s
3631 |  |  |  | PRO-PF 128-40C | Seal on T.B | 0 |  | 0 | pc/s
3632 |  |  |  | K 27442 | Seal Ring for Screw Plug K 27440 | 0 |  | 0
3633 | Local |  |  | CON-CON_1020 | Sealant; Super Vulcaseal, | 0 | 460 | 0 | ltr/s
3634 |  |  |  | ENG-PIE_1056 | Sealing 4 string with Caulkling Wire | 0 |  | 0
3635 |  |  |  | VTR-505 | Sealing Bush | 0 |  | 0 | pc/s
3636 |  |  |  | VTR-725 | Sealing Bush | 0 |  | 0 | pc/s
3637 |  |  |  | VTR-726 | Sealing Bush | 0 |  | 0 | pc/s
3638 |  |  |  | VTR-51014 | Sealing Bush blower 51014 | 0 |  | 0 | pc/s
3639 |  |  |  | VTR-725-CE | Sealing Bush, Blower Side PN 76002 | 0 |  | 0 | pc/s
3640 |  |  |  | VTR-505-TE | Sealing Bush, Turbine Side PN 51014 | 0 |  | 0 | pc/s
3641 |  |  |  | K 44137 | Sealing for 44133 and K 44138 | 0 |  | 0
3642 |  |  |  | K 66124 | Sealing for Air Inlet Housing K 66106 | 0 |  | 0
3643 |  |  |  | K 46137 | Sealing for Bearing Cover K 4634 | 0 |  | 0
3644 |  |  |  | K 43182 | Sealing for Blind Flange K43513, PN 43182 | 0 |  | 0
3645 |  |  |  | K 66123 | Sealing for Charge Air Cooler K 66101 | 0 |  | 0
3646 |  |  |  | K 16139 | Sealing for Cover K 16122 (6 ZL) | 0 |  | 0
3647 |  |  |  | K 16140 | Sealing for Cover K 16125 | 0 |  | 0
3648 |  |  |  | K 16291 | Sealing for Cover K 16290 | 0 |  | 0
3649 |  |  |  | K 21118 | Sealing for Cover K 21117 | 0 |  | 0
3650 |  |  |  | K 21120 | Sealing for Cover K 21119 | 0 |  | 0
3651 |  |  |  | K 32359 | Sealing for Cover K 32358 | 0 |  | 0
3652 |  |  |  | K 32362 | Sealing for Cover K 32361 | 0 |  | 0
3653 |  |  |  | K 32365 | Sealing for Cover K 32364 | 0 |  | 0
3654 |  |  |  | K 32368 | Sealing for Cover K 32367 | 0 |  | 0
3655 |  |  |  | K 46141 | Sealing for cover K 46140 | 0 |  | 0
3656 |  |  |  | K 46162 | Sealing for Cover K 46161 | 0 |  | 0
3657 |  |  |  | K 46179 | Sealing for Cover K 46178 | 0 |  | 0
3658 |  |  |  | K 46211 | Sealing for Cover K 46210 | 0 |  | 0
3659 |  |  |  | K 49724 | Sealing for Cover K 49723 | 0 |  | 0
3660 |  |  |  | K 51139 | Sealing for Cover K 51138 | 0 |  | 0
3661 |  |  |  | K 67031 | Sealing for Cover K 67011 | 0 |  | 0
3662 |  |  |  | K 67032 | Sealing for Cover K 67012 | 0 |  | 0
3663 |  |  |  | K 66126 | Sealing for Diffusor K 66115 | 0 |  | 0
3664 |  |  |  | K 43152 | Sealing for Flange K 43130 | 0 |  | 0
3665 |  |  |  | K 55020 | Sealing for flange K 55019 | 0 |  | 0
3666 |  |  |  | K 27054 | Sealing for Handle K 27008 | 0 |  | 0
3667 |  |  |  | K 27262 | Sealing for Housing K 27259, PN 3446286468 | 0 |  | 0
3668 |  |  |  | SZR-05A | Sealing for Instrument Panel | 0 |  | 0
3669 |  |  |  | K 92175 | Sealing for Instrument Panel | 0 |  | 0
3670 |  |  |  | K 16105 | Sealing for K 16102 and K 16150 | 0 |  | 0
3671 |  |  |  | K 16113 | Sealing for K 16110 and K 16114 | 0 |  | 0
3672 |  |  |  | K 27020 | Sealing for K 27018 | 0 |  | 0
3673 |  |  |  | K 44116 | Sealing for K 44115 | 0 |  | 0
3674 |  |  |  | K 44119 | Sealing for K 44117 and K 44120 | 0 |  | 0
3675 |  |  |  | K 44131 | Sealing for K 44130 | 0 |  | 0
3676 |  |  |  | K 72177 | Sealing for K 72174 | 0 |  | 0
3677 |  |  |  | K 72178 | Sealing for K 72175 | 0 |  | 0
3678 |  |  |  | K 32394 | Sealing for Locking Screw K 32393 | 0 |  | 0
3679 |  |  |  | K 46206 | Sealing for Locking Screw K 46192 | 0 |  | 0
3680 |  |  |  | K 11053 | Sealing for Oil Filter | 0 |  | 0
3681 |  |  |  | K 66125 | Sealing for Ring K 66120 | 0 |  | 0
3682 |  |  |  | K 43528 | Sealing for Starting-air Stop Valve | 0 |  | 0
3683 |  |  |  | K 44115 | Sealing Plate for Valve Drive | 0 |  | 0
3684 |  |  |  | PRO-PF 148-36 | Sealing Product | 0 |  | 0 | pc/s
3685 |  |  |  | PRO-PF 97-33 | Sealing Product | 0 |  | 0 | pc/s
3686 |  |  |  | PRO-PF 144-4 | Sealing Product | 0 |  | 0 | pc/s
3687 |  |  |  | PRO-PF 136-111 | Sealing Product | 0 |  | 0 | pc/s
3688 |  |  |  | PRO-PF 8-15 (SEMT) | Sealing Product | 0 |  | 0 | pc/s
3689 |  |  |  | PRO-PF 92-18 | Sealing Product | 0 |  | 0 | pc/s
3690 |  |  |  | PRO-PF 180-46 | Sealing Product | 0 |  | 0 | pc/s
3691 |  |  |  | PRO-PF 140-156 | Sealing Product | 0 |  | 0 | pc/s
3692 |  |  |  | PRO-PF 162-510 | Sealing Ring | 0 |  | 0 | pc/s
3693 |  |  |  | PRO-PF 140-136 | Sealing Ring | 0 |  | 0 | pc/s
3694 |  |  |  | K 16146 | Sealing Ring for Hand Grip K 16130 | 0 |  | 0
3695 |  |  |  | K 16272 | Sealing Ring for Hand Grip K 16130 | 0 |  | 0
3696 |  |  |  | K 47013 | Sealing Ring for Locking Screw K 47009 | 0 |  | 0
3697 |  |  |  | K 81179 | Sealing Ring for Locking Screw K 81178 | 0 |  | 0
3698 |  |  |  | K 46394 | Sealing Ring for Reducing Nipple K 46366 | 0 |  | 0
3699 |  |  |  | K 27419 | Sealing Ring for Starting Valve | 0 |  | 0
3700 |  |  |  | K 46396 | Sealing Ring for Union K 46363 | 0 |  | 0
3701 |  |  |  | K 46395 | Sealing Ring for Union K 46367 and Locking Screw K 46376 | 0 |  | 0
3702 |  |  |  | K 21407 | Sealing Ring, PN K21407 | 0 |  | 0
3703 | Local |  |  | PRO-PF 10-35 | Self Lock Nut, PF 10-35 | 369 | 0 | 0 | pc/s | PRO-WH-RM1 | PROGEN | Rack 2-B
3704 | Local |  |  | PRO-PF 125-50 | Self Lock Nut, PF 125-50 | 12 | 0 | 0 | pc/s | PRO-WH-RM1 | PROGEN | Drawer 4.5 Side Wall
3705 |  |  |  | K 42114 | Self Locking Nut | 0 |  | 0 | pc/s
3706 |  |  |  | K 45042 | Self Locking Nut For lever K45025 | 0 |  | 0
3707 |  |  |  | K 45067 | Self-locking Bolt for Threaded Pins K 45063 and K 45064 | 0 |  | 0
3708 |  |  |  | K 16229 | Self-locking Nut | 0 |  | 0
3709 |  |  |  | K 32381 | Self-locking Nut for Barring Engine | 0 |  | 0
3710 |  |  |  | K 46201 | Self-locking Nut for Intermediate Wheel Support K 46146 | 0 |  | 0
3711 |  |  |  | K 27417 | Self-locking Nut for K 27401 | 0 |  | 0
3712 |  |  |  | K 31026 | Self-locking Nut for K 31024 and K 31520 | 0 |  | 0
3713 |  |  |  | K 11822 | Self-locking Nut for Oil Sump Attachment | 0 |  | 0
3714 |  |  |  | K 45066 | Self-locking Nut for Stud K 45070 | 0 |  | 0
3715 |  |  |  | K 72150 | Self-locking Nut for Threaded Pin K 72148 | 0 |  | 0
3716 |  |  |  | K 45065 | Self-locking Nut for Threaded Pins K 45063 | 0 |  | 0
3717 |  |  |  | K 32383 | Self-locking Nut for Worm Gear K 32326 | 0 |  | 0
3718 |  |  |  | K 32380 | Self-locking Nut for Worm K 32323 | 0 |  | 0
3719 |  |  |  | K 49905 | Series Limiting Sensor for Load Control | 0 |  | 0
3720 |  |  |  | K 33420 | Serrated Bolt-locking Device for bolt K 33410 | 0 |  | 0 | pc/s
3721 |  |  |  | PRO-PF 136-64 | Serrated Joint | 0 |  | 0 | pc/s
3722 |  |  |  | PRO-PF 136-91 | Serrated Joint | 0 |  | 0 | pc/s
3723 |  |  |  | K 46372 | Serto Angle Adjustment Piece for Control Element Cabinet | 0 |  | 0
3724 |  |  |  | K 46373 | Serto Angle Adjustment Piece for Control Element Cabinet | 0 |  | 0
3725 |  |  |  | K 87164 | SERTO Clamping Ring for fuel pipe | 0 |  | 0
3726 |  |  |  | K 87163 | SERTO Connecting Nut for Fuel Pipe | 0 |  | 0
3727 |  |  |  | K 46376 | Serto Screwed Bulkhead Connection | 0 |  | 0
3728 |  |  |  | K 46371 | Serto Screwed Bulkhead Connection for Control Element Cabinet | 0 |  | 0
3729 |  |  |  | K 70008 | SERTO Screwed Connectiong for Leak Pipe K 70005 | 0 |  | 0
3730 |  |  |  | K 70009 | SERTO Screwed Connectiong for Leak Pipe K 70006 | 0 |  | 0
3731 |  |  |  | K 87162 | SERTO Screwed Union for Fuel Pipe | 0 |  | 0
3732 |  |  |  | K 46370 | Serto T-union for Control Element Cabinet | 0 |  | 0
3733 |  |  |  | K 46333 | Serto Union | 0 |  | 0
3734 |  |  |  | K 46374 | Serto Union for Control Element Cabinet | 0 |  | 0
3735 |  |  |  | K 46369 | Serto-Screwed Union for Control Element Box | 0 |  | 0
3736 |  |  |  | K 16007 | Serto-screwed Union for K 16011 | 0 |  | 0
3737 |  |  |  | K 47184 | Serto-screwed Union for Valve Plate | 0 |  | 0
3738 |  |  |  | ECV-05 | Serto-screwed Union with Jet for Oil Mist Controller | 0 |  | 0
3739 |  |  |  | K 93119 | Serto-screwed Union with Jet for Oil Mist Controller | 0 |  | 0
3740 |  |  |  | _1022 | Servo Motor for Camshaft Displacement | 0 |  | 0
3741 |  |  |  | K 42000 | Servomotor for Camshaft Displacement, Complete | 0 |  | 0
3742 |  |  |  | PRO-PF 96-202B | Set Screw | 0 |  | 0 | pc/s
3743 |  |  |  | PRO-PF 50-87 | Set Screw | 0 |  | 0 | pc/s
3744 |  |  |  | PRO-PF 50-442 | Set Screw | 0 |  | 0 | pc/s
3745 |  |  |  | PRO-PF 62-09 | Set Screw | 0 |  | 0 | pc/s
3746 |  |  |  | PRO-PF 60-42 | Set Screw | 0 |  | 0 | pc/s
3747 |  |  |  | PRO-PF 24-3 | Set Screw | 0 |  | 0 | pc/s
3748 |  |  |  | PRO-PF 60-43 | Set Screw | 0 |  | 0 | pc/s
3749 |  |  |  | PRO-PF 103-49 | Set Screw | 0 |  | 0 | pc/s
3750 |  |  |  | PRO-PF 102-209 | Set Screw | 0 |  | 0 | pc/s
3751 |  |  |  | PRO-PF 24-6 | Set Screw | 0 |  | 0 | pc/s
3752 |  |  |  | PRO-PF 75-61 | Set Screw | 0 |  | 0 | pc/s
3753 |  |  |  | PRO-PF 65-17 | Set Screw | 0 |  | 0 | pc/s
3754 |  |  |  | PRO-PF 59-4A | Set Screw | 0 |  | 0 | pc/s
3755 |  |  |  | PRO-PF 32-141 | Set Screw (Lock Bolt), M12 x 25 x 1.75P | 0 |  | 0 | pc/s
3756 |  |  |  | PRO-PF 73-13B | Set Screw/Bolt | 0 |  | 0 | pc/s
3757 |  |  |  | PRO-PF 134-198B | Setscrew | 0 |  | 0 | pc/s
3758 |  |  |  | PRO-PF 215-9 | Setscrew | 0 |  | 0 | pc/s
3759 |  |  |  | PRO-PF 215-18 | Setscrew | 0 |  | 0 | pc/s
3760 |  |  |  | PRO-PF 134-199B | Setscrew | 0 |  | 0 | pc/s
3761 |  |  |  | PRO-PF 147-3 | Setscrew | 0 |  | 0 | pc/s
3762 |  |  |  | PRO-PF 134-241B | Setscrew | 0 |  | 0 | pc/s
3763 |  |  |  | PRO-PF 134-205B | Setscrew | 0 |  | 0 | pc/s
3764 |  |  |  | PRO-PF 134-196B | Setscrew | 0 |  | 0 | pc/s
3765 |  |  |  | PRO-PF 134-197B | Setscrew | 0 |  | 0 | pc/s
3766 |  |  |  | PRO-PF 136-22 | Setscrew, PN A00971235 | 0 |  | 0 | pc/s
3767 |  |  |  | ENG-PIE_1049 | Setting Nut w/ Washer | 0 |  | 0 | pc/s
3768 |  |  |  | PRO-PF 102-40 | Shaft | 0 |  | 0 | pc/s
3769 |  |  |  | PRO-PF 102-23 | Shaft | 0 |  | 0 | pc/s
3770 | Local |  |  | PRO-PF 25-48 | Shaft | 18 | 0 | 0 | pc/s | PRO-WH-RM1 | PROGEN | Rack 3-D
3771 |  |  |  | PRO-PF 102-24 | Shaft | 0 |  | 0 | pc/s
3772 |  |  |  | PRO-PF 103-110B | Shaft | 0 |  | 0 | pc/s
3773 |  |  |  | PRO-PF 65-302 | Shaft | 0 |  | 0 | pc/s
3774 |  |  |  | PRO-PF 134-147 | Shaft Bearing Lubricating | 0 |  | 0 | pc/s
3775 |  |  |  | K 31010 | Shaft End Piece for Crankshaft | 0 |  | 0
3776 |  |  |  | K 28026 | Shaft for Auxiliary Rocker Arm K 28015 | 0 |  | 0
3777 |  |  |  | K 73023 | Shaft for cooling water pump | 0 |  | 0
3778 |  |  |  | K 47028 | Shaft for Emergency Operating Arrangement | 0 |  | 0
3779 |  |  |  | K 32355 | Shaft for Forked Lever K 32345 | 0 |  | 0
3780 |  |  |  | K 51137 | Shaft for Governor Drive | 0 |  | 0
3781 |  |  |  | K 46166 | Shaft for Levers K 46167, K 46170 and K 46173 | 0 |  | 0
3782 |  |  |  | K 28025 | Shaft for Main Rocker Arm K 28005 | 0 |  | 0
3783 |  |  |  | K 46111 | Shaft for overspeed trip | 0 |  | 0
3784 |  |  |  | K 46112 | Shaft for overspeed trip | 0 |  | 0
3785 |  |  |  | K 73123 | Shaft for Raw Water Pump | 0 |  | 0
3786 |  |  |  | K 43179 | Shaft for Starting Device | 0 |  | 0
3787 |  |  |  | K 43142 | Shaft for Starting-Air Sleeve Valve | 0 |  | 0
3788 |  |  |  | VTR-704 | Shaft Protecting Sleeve | 0 |  | 0 | pc/s
3789 |  |  |  | K 55042 | Shaft Seal | 0 |  | 0
3790 |  |  |  | K 73028 | Shaft Seal for Bearing Housing K 73011, PN 3446745041 | 0 |  | 0
3791 |  |  |  | K 73128 | Shaft Seal for Bearing Housing K 73111 | 0 |  | 0
3792 |  |  |  | K 74149 | Shaft Seal for K 74123 | 0 |  | 0
3793 |  |  |  | K 55041 | Shaft Seal for rack K 55006 | 0 |  | 0
3794 |  |  |  | AUX-PAR_1122 | Shaft Seal/Oring, VLV-19m | 0 |  | 0 | set/s | PRO-WH-RM1 | PROGEN | Aux Rack 2-B
3795 |  |  |  | AUX-PAR_1123 | Shaft Seal/Oring, VLV-19m (pack) | 0 |  | 0 | pack/s | PRO-WH-RM1 | PROGEN | Aux Rack 2-B
3796 |  |  |  | AUX-PAR_1247 | Shaft, 35mm x 450mm | 0 |  | 0 | pc/s | PRO-WH-RM1 | PROGEN | Rack 3-C
3797 | Local |  |  | PRO-PF 102-308 | Shaft, PF 102-308 | 2 | 0 | 0 | pc/s | PRO-WH-RM1 | PROGEN | Drawer 4.3 Side Wall
3798 | Local |  |  | PRO-PF 59-14A | Shaft/Spindle, PF 59-14A | 2 | 0 | 0 | pc/s | PRO-WH-RM1 | PROGEN | Drawer 3.2 Side Wall
3799 |  |  |  | K 73020 | Shaftseal for bearing housing of K73011 | 0 |  | 0
3800 | Local |  |  | CON-CON_1029 | Shamrock Compound A | 1 | 0 | 0 | can/s | Cabinet | PROGEN
3801 |  |  |  | AUX-PAR_1217 | Sheet Packing SJ (PN-3051003 ) | 0 |  | 0 | pc/s | PRO-WH-RM1 | PROGEN | Rack 3-B
3802 |  |  |  | AUX-PAR_1219 | Sheet Packing SJ-H32 | 0 |  | 0 | pc/s | PRO-WH-RM1 | PROGEN | Rack 3-B
3803 |  |  |  | AUX-PAR_1208 | Sheet Packing SJ6-G18 | 0 |  | 0 | pc/s | PRO-WH-RM1 | PROGEN | Rack 3-B
3804 |  |  |  | AUX-PAR_1218 | Sheet Packing SJ6-V6 ( PN-6013004 ) | 0 |  | 0 | pc/s | PRO-WH-RM1 | PROGEN | Rack 3-B
3805 |  |  |  | AUX-PAR_1220 | Sheet Packing SJ8-V16 8013013 | 0 |  | 0 | pc/s | PRO-WH-RM1 | PROGEN | Rack 3-B
3806 |  |  |  |  | Sheet Packing, SJ, PN-3051002 | 0 |  | 0 | pc/s | PRO-WH-RM1 | PROGEN | Rack 3-B
3807 |  |  |  | AUX-PAR_1210 | Sheet Packing, SJ, PN-3051008 | 0 |  | 0 | pc/s | PRO-WH-RM1 | PROGEN | Rack 3-B
3808 |  |  |  |  | Sheet Packing, SJ, PN-6011009 | 0 |  | 0 | pc/s | PRO-WH-RM1 | PROGEN | Rack 3-B
3809 |  |  |  |  | Sheet Packing, SJ-G4, 3041020 | 0 |  | 0 | pc/s | PRO-WH-RM1 | PROGEN | Rack 3-B
3810 |  |  |  |  | Sheet Packing, SJ-H10, PN-6015005 | 0 |  | 0 | pc/s | PRO-WH-RM1 | PROGEN | Rack 3-B
3811 |  |  |  |  | Sheet Packing, SJ-V41 , PN-6014012 | 0 |  | 0 | pc/s | PRO-WH-RM1 | PROGEN | Rack 3-B
3812 |  |  |  | PRO-PF 96-7/9 | Shell Assembly | 0 |  | 0 | assy/s
3813 |  |  |  | PRO-PF 65-303 | Shim | 0 |  | 0 | pc/s
3814 |  |  |  | PRO-PF 215-21 | Shim | 0 |  | 0 | pc/s
3815 |  |  |  | K 71042 | Shim for Cover K 71039 | 0 |  | 0
3816 |  |  |  | K 27706 | Shim for Relief Valve | 0 |  | 0
3817 |  |  |  | K 86056 | Shim for Relief Valve | 0 |  | 0
3818 |  |  |  | K 92352 | Shim for Terminal Switch | 0 |  | 0
3819 |  |  |  | PRO-PF 5-104 | Shim Spacer | 0 |  | 0 | pc/s
3820 |  |  |  | PRO-PF 128-919 | Short Pipe | 0 |  | 0 | pc/s
3821 |  |  |  | PRO-PF 10-33 | Short Spacer | 0 |  | 0 | pc/s
3822 |  |  |  | PRO-PF 10-32 | Short Tie Rod | 0 |  | 0 | pc/s
3823 |  |  |  | PRO-PF 134-51B | Shouldered Plug | 0 |  | 0
3824 |  |  |  | VTR-425-2N | Shroud Ring (Cover Ring) PN 57000 | 0 |  | 0 | pc/s
3825 |  |  |  | K 46113 | Shut-off piston for shaft K 46111 | 0 |  | 0
3826 |  |  |  | K 16220 | Side Casing | 0 |  | 0
3827 |  |  |  | K 16221 | Side Casing | 0 |  | 0
3828 |  |  |  | K 16120 | Side Cover for Crankcase | 0 |  | 0
3829 |  |  |  | K 16125 | Side Cover for Crankcase | 0 |  | 0
3830 |  |  |  | K 16122 | Side Cover for Crankcase (6 ZL) | 0 |  | 0
3831 |  |  |  | K 16241 | Side Cover for Cylinder Block | 0 |  | 0
3832 |  |  |  | K 16101 | Side Cover for Engine Frame | 0 |  | 0
3833 |  |  |  | K 16100 | Side Cover With Safety Valve, Complete | 0 |  | 0
3834 | Local |  |  | PRO-PF 52-26 | Side Plate (NKK)/Half Flange (SEMT) | 18 | 0 | 0 | pc/s | PRO-WH-RM1 | PROGEN | Rack 4-A
3835 |  |  |  | AUX-PAR_1292 | Sight Glass | 0 |  | 0 | pc/s | PRO-WH-RM1 | PROGEN | Aux Rack 4-D
3836 |  |  |  | VTR-46005 | Sight glass w/o merk 5840/46005 | 0 |  | 0 | pc/s
3837 |  |  |  | PRO-PF 142-216 | Sight Tube | 0 |  | 0 | pc/s
3838 |  |  |  | K 66122 | Silicon O-ring for Diffusor K 66115 | 0 |  | 0
3839 |  |  |  | PRO-PF 142-703 | Single Male Union | 0 |  | 0 | pc/s
3840 |  |  |  | PRO-PF 128-11C | Single Male Union | 0 |  | 0 | pc/s
3841 |  |  |  | PRO-PF 130-45 | Single Male Union | 0 |  | 0 | pc/s
3842 |  |  |  | PRO-PF 128-12C | Single Male Union | 0 |  | 0 | pc/s
3843 |  |  |  | PRO-PF 136-79 | Single Male Union | 0 |  | 0 | pc/s
3844 |  |  |  | PRO-PF 136-80 | Single Male Union | 0 |  | 0 | pc/s
3845 |  |  |  | PRO-PF 136-81 | Single Male Union | 0 |  | 0 | pc/s
3846 |  |  |  | PRO-PF 128-27C | Single Swivel Connect | 0 |  | 0 | pc/s
3847 |  |  |  |  | SJ6-V16, PN-6013012 | 0 |  | 0 | pc/s | PRO-WH-RM1 | PROGEN | Rack 3-B
3848 | Local |  |  | PRO-PF 10-Sleeve | SLEEVE | 6 | 0 | 0 | pc/s | PRO-WH-RM1 | PROGEN | Rack 1-A
3849 |  |  |  | PRO-PF 22-322 | Sleeve | 0 |  | 0 | pc/s
3850 |  |  |  | PRO-PF 103-14A | Sleeve | 0 |  | 0 | pc/s
3851 |  |  |  | PRO-PF 102-322 | Sleeve | 0 |  | 0 | pc/s
3852 |  |  |  | PRO-PF 102-22 | Sleeve | 0 |  | 0 | pc/s
3853 |  |  |  | PRO-PF 96-2 | Sleeve | 0 |  | 0 | pc/s
3854 |  |  |  | PRO-PF 96-3 | Sleeve | 0 |  | 0 | pc/s
3855 |  |  |  | PRO-PF 96-4 | Sleeve | 0 |  | 0 | pc/s
3856 | Local |  |  | PRO-PF 15-RING COLLAR | Sleeve | 26 | 0 | 0 | pc/s | PRO-WH-RM1 | PROGEN | Rack 3-B
3857 |  |  |  | PRO-PF 102-31 | Sleeve | 0 |  | 0 | pc/s
3858 |  |  |  | PRO-PF 10-31 | Sleeve | 0 |  | 0 | pc/s
3859 |  |  |  | PRO-PF-Valve Gear | Sleeve | 0 |  | 0 | pc/s
3860 | Local |  |  | PRO-PF 8-SLEEVE-A | Sleeve 7x75x450x460mm | 11 | 0 | 0 | pc/s | PRO-WH-RM1 | PROGEN | Rack 9-A
3861 | Local |  |  | PRO-PF 8-SLEEVE-C | Sleeve 8x75x450x460mm | 2 | 0 | 0 | pc/s | PRO-WH-RM1 | PROGEN | Rack 9-A
3862 | Local |  |  | PRO PF-8-Sleeve (D) | SLEEVE 8x75x465x475mm | 1 | 0 | 0 | pc/s | PRO-WH-RM1 | PROGEN | Rack 9-A
3863 | Local |  |  | PF 8-Sleeve (E) | SLEEVE 8x75x466x475mm | 2 | 0 | 0 | pc/s | PRO-WH-RM1 | PROGEN | Rack 9-A
3864 | Local |  |  | PRO-PF 8-SLEEVE-B | Sleeve 9x75x465x480mm | 2 | 0 | 0 | pc/s | PRO-WH-RM1 | PROGEN | Rack 9-A
3865 |  |  |  | K 11124 | Sleeve for Crosstie Rod | 0 |  | 0
3866 |  |  |  | PRO-PF 75-36 | Sleeve for First Pinion Shaft | 0 |  | 0 | pc/s
3867 |  |  |  | K 81265 | Sleeve for Hinge K 81264 | 0 |  | 0
3868 |  |  |  | K 46157 | Sleeve for Housing K 46101 | 0 |  | 0
3869 |  |  |  | K 27040 | Sleeve for Nut K 27039, PN 3446116114 | 0 |  | 0
3870 |  |  |  | K 34124 | Sleeve for operating piston | 0 |  | 0
3871 |  |  |  | K 87087 | Sleeve for Pressure Regulating Valve | 0 |  | 0
3872 |  |  |  | K 27406 | Sleeve for Spindle K 27401 | 0 |  | 0
3873 | Local |  |  | PRO-PF 10-31A | Sleeve, PF 10-31A | 36 | 0 | 0 | pc/s | PRO-WH-RM1 | PROGEN | Rack 2-C
3874 | Local |  |  | PRO-PF 10-31B | Sleeve, PF 10-31B | 35 | 0 | 0 | pc/s | PRO-WH-RM1 | PROGEN | Rack 2-C
3875 | Local |  |  | PRO-PF 10-31C | Sleeve, PF 10-31C | 21 | 0 | 0 | pc/s | PRO-WH-RM1 | PROGEN | Rack 2-C
3876 | Local |  |  | PRO-PF 10-31D | Sleeve, PF 10-31D | 16 | 0 | 0 | pc/s | PRO-WH-RM1 | PROGEN | Rack 2-C
3877 | Local |  |  | PRO-PF 32-18 | Sleeve/Locating Bush, PF 32-18 | 21 | 0 | 0 | pc/s | PRO-WH-RM1 | PROGEN | Drawer 1.3 Side Wall
3878 |  |  |  | K 71037 | Slide for Oil Pump | 0 |  | 0
3879 |  |  |  | PRO-PF 75-24 | Slide Pinion | 0 |  | 0 | pc/s
3880 |  |  |  | PRO-PF 50-399 | Slotted | 0 |  | 0 | pc/s
3881 |  |  |  | PRO-PF 65-20 | Slotted Nut | 0 |  | 0 | pc/s
3882 |  |  |  | PRO-PF 60-48 | Slotted Nut | 0 |  | 0 | pc/s
3883 |  |  |  | PRO-PF 52-56 | Slotted Nut | 0 |  | 0 | pc/s
3884 |  |  |  | PRO-PF 75-247 | Slotted Nut | 0 |  | 0 | pc/s
3885 |  |  |  | PRO-PF 73-31 | Slotted Nut | 0 |  | 0 | pc/s
3886 |  |  |  | PRO-PF 70-16 | Slotted Nut | 0 |  | 0 | pc/s
3887 |  |  |  | PRO-PF 70-17 | Slotted Nut | 0 |  | 0 | pc/s
3888 |  |  |  | PRO-PF 18-9 | Slotted Nut | 0 |  | 0 | pc/s
3889 |  |  |  | PRO-PF 52-52 | Slotted Nut | 0 |  | 0 | pc/s
3890 |  |  |  | PRO-PF 96-428 | Slotted Nut | 0 |  | 0 | pc/s
3891 | Local |  |  | PRO-PF 18-61A | Slotted Nut, PF 18-61A | 24 | 0 | 0 | pc/s | PRO-WH-RM1 | PROGEN | Drawer 2.2 Side Wall
3892 | Local |  |  | PF 18-61B | Slotted Nut, PF 18-61B | 35 | 0 | 0 | pc/s | PRO-WH-RM1 | PROGEN | Drawer 2.2 Side Wall
3893 | Local |  |  | PRO-PF 71-17 | Slotted Nut, PF 71-17 | 19 | 0 | 0 | pc/s | PRO-WH-RM1 | PROGEN | Drawer 1.5 Side Wall
3894 |  |  |  | PRO-PF 71-19 | Slotted Nut/Split Pin | 0 |  | 0 | pc/s
3895 |  |  |  | PRO-PF 71-20 | Slotted Nut/Spring Pin | 0 |  | 0 | pc/s
3896 |  |  |  | PRO-PF 22-16 | Slotted Set Screw | 0 |  | 0 | pc/s
3897 |  |  |  | PRO-PF 20-149 | Slotted Set Screw | 0 |  | 0 | pc/s
3898 |  |  |  | PRO-PF 32-32 | Slotted Set Screw | 0 |  | 0 | pc/s
3899 |  |  |  | PRO-PF 95-116 | Slotted Set Screw | 0 |  | 0 | pc/s
3900 |  |  |  | PRO-PF 103-112B | Slotted Set Screw | 0 |  | 0 | pc/s
3901 | Local |  |  | PRO-PF 20-13 | Slotted Set Screw, PF 20-13 | 30 | 0 | 0 | pc/s | PRO-WH-RM1 | PROGEN | Drawer 3.4 Side Wall
3902 |  |  |  | AUX-PAR_1287 | Slotted Set Screw, PN 3024011, SJ-T9 | 0 |  | 0 | pc/s | PRO-WH-RM1 | PROGEN | Aux Rack 6-B, Drawer 2B
3903 | Local |  |  | AUX-PAR_1058 | Small Collar, JWA-03 (6650) | 1 | 0 | 0 | pc/s | PRO-WH-RM1 | PROGEN | Aux Rack 1-C Drawer 1.2
3904 |  |  |  | PRO-PF 75-21 | Small Disk Cover | 0 |  | 0 | pc/s
3905 | Local |  |  | PRO-PF 3-216 | Small End Bearing, PF 3-216 | 17 | 0 | 0 | pc/s | PRO-WH-RM1 | PROGEN | Rack 2-A
3906 |  |  |  | K 41110 | Small Intermediate Wheel for Camshaft Drive | 0 |  | 0
3907 |  |  |  | K 41120 | Small Intermediate Wheel for Camshaft Drive (reversible engine) | 0 |  | 0
3908 | Local |  |  | PRO-PF 30-22 | Snap Ring | 138 | 0 | 0 | pc/s | PRO-WH-RM1 | PROGEN | Rack 3-D
3909 |  |  |  | PRO-PF 20-175B | Snap Ring (circlip) | 0 |  | 0 | pc/s
3910 | Local |  |  | PRO-PF 20-175 | Snap Ring (circlip), PF 20-175 | 92 | 0 | 0 | pc/s | PRO-WH-RM1 | PROGEN | Drawer 1.3 Side Wall
3911 |  |  |  | K 27029 | Snap Ring for Flange K 27026, PN 3446286361 | 0 |  | 0
3912 |  |  |  | K 55024 | Snap Ring For Guide piston K 55013 | 0 |  | 0
3913 |  |  |  | K 44127 | Snap ring for spring plate K 44113 | 0 |  | 0
3914 |  |  |  | AUX-PAR_1286 | Snap Ring, PN 6041005, SJ-G7 | 0 |  | 0 | pc/s | PRO-WH-RM1 | PROGEN | Aux Rack 6-B, Drawer 2B
3915 | Local |  |  | CON-HOU_1006 | Soap, liquid | 1 | 280 | 0 | gal/s
3916 |  |  |  | VTR-30426-M10x20 | Socket Screw Head Cap | 0 |  | 0 | pc/s
3917 |  |  |  | PRO-PF 97-101 | Spacer | 0 |  | 0 | pc/s
3918 |  |  |  | PRO-PF 180-42 | Spacer | 0 |  | 0 | pc/s
3919 |  |  |  | PRO-PF 181-58 | Spacer | 0 |  | 0 | pc/s
3920 |  |  |  | K 46401 | Spacer Bush for Control Element Cabinet (Only ZL 40) | 0 |  | 0
3921 |  |  |  | K 32335 | Spacer for Bearing Insert K 32332 | 0 |  | 0
3922 |  |  |  | K 31513 | Spacer for Drive | 0 |  | 0
3923 |  |  |  | K 27018 | Spacer for K 27016 | 0 |  | 0
3924 |  |  |  | K 27704 | Spacer for Relief Valve | 0 |  | 0
3925 |  |  |  | K 32327 | Spacer for Worm Gear K 32326 | 0 |  | 0
3926 |  |  |  | K 32336 | Spacer for Worm K 32323 | 0 |  | 0
3927 |  |  |  | K 41150 | Spacer Ring for Camshaft Drive | 0 |  | 0
3928 |  |  |  | K 31512 | Spacer Ring for Drive | 0 |  | 0
3929 |  |  |  | K 32409 | Spacer Ring for Electric Motor | 0 |  | 0
3930 |  |  |  | K 28028 | Spacer Sleeve for Auxiliary Rocker Arm K 28015 | 0 |  | 0
3931 |  |  |  | K 34130 | Spacer Sleeve for Cooling Insert K 34133 | 0 |  | 0
3932 |  |  |  | K 28027 | Spacer Sleeve for Main Rocker Arm K 28005 | 0 |  | 0
3933 |  |  |  | K 65105 | Spacer Sleeve for Turbocharger | 0 |  | 0
3934 |  |  |  | PRO-PF 129-20 | Spacer Tube | 0 |  | 0 | pc/s
3935 |  |  |  | PRO-PF 129-21 | Spacer Tube | 0 |  | 0 | pc/s
3936 |  |  |  | K 16030 | Spacer Tube for Crankcase Vent | 0 |  | 0
3937 |  |  |  | AUX-PAR_1118 | Spacer, 119x81x6mm, KLM-A11 | 0 |  | 0 | pc/s | PRO-WH-RM1 | PROGEN | Aux Rack 2-B
3938 | Local |  |  | AUX-PAR_1046 | Spacer, 8mm | 2 | 0 | 0 | pc/s | PRO-WH-RM1 | PROGEN | Aux Rack 1-C
3939 | Local |  |  | PRO-PF 17-216 | Spacing Washer, PF 17-216 | 46 | 0 | 0 | pc/s | PRO-WH-RM1 | PROGEN | Drawer 3.4 Side Wall
3940 |  |  |  | K 28034 | Special Bolt for Main Rocker Arm K 28005 | 0 |  | 0 | pc/s
3941 |  |  |  | K 28035 | Special Bolt for Main Rocker Arm K 28005 | 0 |  | 0 | pc/s
3942 |  |  |  | PRO-PF 215-29 | Special Plug | 0 |  | 0 | pc/s
3943 |  |  |  | K 28009 | Spherical Headed Pin for K 28005 & K 28015 | 0 |  | 0 | pc/s
3944 | Local |  |  | PRO-PF 1-23 | Spherical Piece, PF 1-23 | 14 | 0 | 0 | pc/s | PRO-WH-RM1 | PROGEN | Rack 2-B
3945 |  |  |  | K 44112 | Spherical Pin for valve drive | 0 |  | 0
3946 | Local |  |  | PRO-PF 82-6 | Spherical Washer | 35 | 0 | 0 | pc/s | PRO-WH-RM1 | PROGEN | Rack 4-B
3947 | Local |  |  | PRO-PF 1-12 | Spherical Washer (Pulled Out) | 1 | 0 | 0 | pc/s | PRO-WH-RM1 | PROGEN | Side Wall Rack
3948 | Local |  |  | PRO-PF 1-12 | Spherical Washer, PF 1-12 | 3 | 0 | 0 | pc/s | PRO-WH-RM1 | PROGEN | Rack 2-B
3949 |  |  |  | K 87088 | Spindle for Pressure Regulating Valve | 0 |  | 0
3950 |  |  |  | K 46114 | Spindle for shaft K 46111 | 0 |  | 0
3951 |  |  |  | K 27401 | Spindle for Starting Valve | 0 |  | 0
3952 |  |  |  | K 43539 | Spindle for Throttle-type Non return Valve | 0 |  | 0
3953 |  |  |  | PRO-PF 128-649 | Sping | 0 |  | 0 | pc/s
3954 |  |  |  | PRO-PF 128-650 | Sping Pin | 0 |  | 0 | pc/s
3955 |  |  |  | PRO-PF 128-651A | Sping Pin | 0 |  | 0 | pc/s
3956 |  |  |  | K 81130 | Spiral Asbestos Gasket for Exhaust Piping | 0 |  | 0
3957 |  |  |  | K 51132 | Spiral gear for governor drive | 0 |  | 0
3958 |  |  |  | K 51133 | Spiral Gear Shaft for Governor Drive | 0 |  | 0
3959 |  |  |  | AUX-PAR_1258 | Spiral Gear, SJ6-H20, PN-6036002 | 0 |  | 0 | pc/s | PRO-WH-RM1 | PROGEN | Rack 3-D
3960 |  |  |  | K 67030 | Spiral-Asbestos Packing for Flange K 67004 | 0 |  | 0
3961 |  |  |  | K 43143 | Splash Plate for Shaft K 43142 | 0 |  | 0
3962 |  |  |  | PRO-PF 60-26 | Spline/Serrated Socket | 0 |  | 0 | pc/s
3963 | Local |  |  | PRO-PF 15-39A | Split Collar / Conical clam, PF 15-39A | 213 | 0 | 0 | pc/s | PRO-WH-RM1 | PROGEN | Drawer 1.1 Side Wall
3964 | Local |  |  | PRO-PF 15-39B | Split Collar / Conical clam, PF 15-39B (big) | 5 | 0 | 0 | pc/s | PRO-WH-RM1 | PROGEN | Drawer 1.1 Side Wall
3965 |  |  |  | PRO-PF 50-11 | Split Pin | 0 |  | 0 | pc/s
3966 |  |  |  | PRO-PF 65-21 | Split Pin | 0 |  | 0 | pc/s
3967 |  |  |  | PRO-PF 60-49 | Split Pin | 0 |  | 0 | pc/s
3968 |  |  |  | PRO-PF 1-26 | Split Pin | 0 |  | 0 | pc/s
3969 |  |  |  | PRO-PF 52-57 | Split Pin | 0 |  | 0 | pc/s
3970 |  |  |  | PRO-PF 52-58 | Split Pin | 0 |  | 0 | pc/s
3971 |  |  |  | PRO-PF 102-80 | Split Pin | 0 |  | 0 | pc/s
3972 |  |  |  | PRO-PF 18-60 | Split Pin | 0 |  | 0 | pc/s
3973 |  |  |  | PRO-PF 73-32 | Split Pin | 0 |  | 0 | pc/s
3974 |  |  |  | PRO-PF 50-400 | Split Pin | 0 |  | 0 | pc/s
3975 |  |  |  | PRO-PF 75-223 | Split Pin | 0 |  | 0 | pc/s
3976 |  |  |  | PRO-PF 70-18 | Split Pin | 0 |  | 0 | pc/s
3977 |  |  |  | PRO-PF 25-83 | Split Pin | 0 |  | 0 | pc/s
3978 |  |  |  | PRO-PF 71-25 | Split Pin | 0 |  | 0 | pc/s
3979 |  |  |  | PRO-PF 70-23 | Split Pin | 0 |  | 0 | pc/s
3980 |  |  |  | PRO-PF 75-231 | Split Pin | 0 |  | 0 | pc/s
3981 |  |  |  | PRO-PF 96-429 | Split Pin | 0 |  | 0 | pc/s
3982 |  |  |  | PRO-PF 18-64 | Split Pin 4mm x 323mm | 0 |  | 0 | pc/s
3983 | Local |  |  | PRO-PF 102-84 | Split Pin, PF 102-84 | 63 | 0 | 0 | pc/s | PRO-WH-RM1 | PROGEN | Drawer 4.5 Side Wall
3984 | Local |  |  | PRO-PF 102-89 | Split Pin, PF 102-89 | 74 | 0 | 0 | pc/s | PRO-WH-RM1 | PROGEN | Drawer 4.5 Side Wall
3985 | Local |  |  | PRO-PF 16-5 | Split Pin, PF 16-5 | 5 | 0 | 0 | pc/s | PRO-WH-RM1 | PROGEN
3986 | Local |  |  | PRO-PF 18-14 | Split Pin, PF 18-14 | 70 | 0 | 0 | pc/s | PRO-WH-RM1 | PROGEN | Drawer 2.1 Side Wall
3987 | Local |  |  | PRO-PF 73-17 | Split Pin, PF 73-17 | 27 | 0 | 0 | pc/s | PRO-WH-RM1 | PROGEN | Drawer 3.1 Side Wall
3988 | Local |  |  | PRO-PF 82-7 | Split Pin, PF 82-7 | 36 | 0 | 0 | pc/s | PRO-WH-RM1 | PROGEN | Drawer 3.1 Side Wall
3989 |  |  |  | PRO-PF 71-21 | Split Pin/Plug | 0 |  | 0 | pc/s
3990 | Local |  |  | PRO-PF 25-SPOOL | Spool for ASD | 2 | 0 | 0 | pc/s | PRO-WH-RM1 | PROGEN | Rack 4-B
3991 |  |  |  | PRO-PF 50-439 | Spool Valve | 0 |  | 0 | pc/s
3992 |  |  |  | PRO-PF 25-101 | Spool Valve Sleeve | 0 |  | 0 | pc/s
3993 |  |  |  | PRO-PF 19-29 | Spring | 0 |  | 0 | pc/s
3994 |  |  |  | PRO-PF 32-114 | Spring | 0 |  | 0 | pc/s
3995 |  |  |  | PRO-PF 25-006 | Spring | 0 |  | 0 | pc/s
3996 |  |  |  | PRO-PF 103-13A | Spring | 0 |  | 0 | pc/s
3997 | Local |  |  | PRO-PF 30-19 | Spring | 72 | 0 | 0 | pc/s | PRO-WH-RM1 | PROGEN | Rack 1-C
3998 |  |  |  | PRO-PF 18-6 | Spring | 0 |  | 0 | pc/s
3999 | Local |  |  | PRO-PF 32-43 | Spring | 10 | 0 | 0 | pc/s | PRO-WH-RM1 | PROGEN | Rack 3-A
4000 |  |  |  | PRO-PF 75-4B | Spring | 0 |  | 0 | pc/s
4001 | Local |  |  | PRO-PF 102-78 | Spring | 27 | 0 | 0 | pc/s | PRO-WH-RM1 | PROGEN | Rack 4-A
4002 |  |  |  | PRO-PF 75-221 | Spring | 0 |  | 0 | pc/s
4003 |  |  |  | PRO-PF 19-101-13 | Spring | 0 |  | 0 | pc/s
4004 |  |  |  | PRO-PF 102-90 | Spring | 0 |  | 0 | pc/s
4005 | Local |  |  | PRO-PF 16-10 | Spring | 118 | 0 | 0 | pc/s | PRO-WH-RM1 | PROGEN | Rack 3-C
4006 |  |  |  | PRO-PF 22-105-4 | Spring | 0 |  | 0 | pc/s
4007 | Local |  |  | PRO-PF 18-54 | Spring | 27 | 0 | 0 | pc/s | PRO-WH-RM1 | PROGEN | Rack 3-D
4008 |  |  |  | PRO-PF 215-11C | Spring | 0 |  | 0 | pc/s
4009 | Local |  |  | PRO-PF 20-310 | Spring | 12 | 0 | 0 | pc/s | PRO-WH-RM1 | PROGEN | Rack 3-D
4010 |  |  |  | K 77716 SEM | Spring | 0 |  | 0
4011 | Local |  |  | PRO-PF 52-50 | Spring | 198 | 0 | 0 | pc/s | PRO-WH-RM1 | PROGEN
4012 |  |  |  | PRO-PF 215-14A | Spring | 0 |  | 0 | pc/s
4013 |  |  |  | PRO-PF 59-26A | Spring | 0 |  | 0 | pc/s
4014 | Local |  |  | PRO-PF 17-115 | Spring | 65 | 0 | 0 | pc/s | PRO-WH-RM1 | PROGEN | Rack 4-D
4015 |  |  |  | PRO-PF 75-44 | Spring | 0 |  | 0 | pc/s
4016 | Local |  |  | PRO-PF 54-15 | Spring (SEMT) | 2 | 0 | 0 | pc/s | PRO-WH-RM1 | PROGEN | Drawer 6.1 Side Wall
4017 |  |  |  | K 28042 | Spring Cage for K 28041 | 0 |  | 0 | pc/s
4018 |  |  |  | PRO-PF 102-71 | Spring Collar | 0 |  | 0 | pc/s
4019 | Local |  |  | PRO-PF 15-35 | Spring Collar | 8 | 0 | 0 | pc/s | PRO-WH-RM1 | PROGEN | Rack 3-B
4020 |  |  |  | PRO-PF 102-39 | Spring Collar | 0 |  | 0 | pc/s
4021 |  |  |  | PRO-PF 128-648 | Spring Collar | 0 |  | 0 | pc/s
4022 |  |  |  | PRO-PF 102-171 | Spring Collar | 0 |  | 0 | pc/s | PRO-WH-RM1 | PROGEN | Rack 4-C
4023 |  |  |  | PRO-PF 102-160 | Spring Collar | 0 |  | 0 | pc/s
4024 | Local |  |  | PRO-PF 102-77 | Spring Collar | 17 | 0 | 0 | pc/s | PRO-WH-RM1 | PROGEN | Drawer 6.1 Side Wall
4025 | Local |  |  | PF 102-71/171 | Spring Collar PF 102-71/171 | 30 | 0 | 0 | pc/s | PRO-WH-RM1 | PROGEN | Rack 4-C
4026 | Local |  |  | PRO-PF 17-118 | Spring Collar, PF 17-118 | 10 | 0 | 0 | pc/s | PRO-WH-RM1 | PROGEN | Drawer 1.4 Side Wall
4027 | Local |  |  | PRO-PF 15-41 | Spring Collar/Holder | 76 | 0 | 0 | pc/s | PRO-WH-RM1 | PROGEN | Rack 3-B
4028 |  |  |  | AUX-PAR_1089 | Spring Collar_Aux | 0 |  | 0 | pc/s | PRO-WH-RM1 | PROGEN | Aux Rack 1-C Drawer 3.7
4029 |  |  |  | PRO-PF 181-63 | Spring Dowel Pin | 0 |  | 0 | pc/s
4030 |  |  |  | K 34150 | Spring Element, complete for operating piston | 0 |  | 0
4031 |  |  |  | K 32373 | Spring for Arrestor Pin K 32356 | 0 |  | 0
4032 |  |  |  | K 32374 | Spring for Bearing Insert K 32332 | 0 |  | 0
4033 |  |  |  | K 46183 | Spring for Cylinder K 46159 | 0 |  | 0
4034 |  |  |  | K 72180 | Spring for Excess-Pressure Valve | 0 |  | 0
4035 |  |  |  | K 72138 | Spring for Flexible Rod K 72135 | 0 |  | 0
4036 |  |  |  | K 45005 | Spring for Flexible Rodding | 0 |  | 0
4037 |  |  |  | K 45010 | Spring for Flexible Rodding | 0 |  | 0
4038 |  |  |  | K 55018 | Spring for Fuel Injection Pump | 0 |  | 0
4039 |  |  |  | K 27210 | Spring for Fuel Injection Valve, PN 3446286103 | 0 |  | 0
4040 |  |  |  | K 27257 | Spring for Fuel Pressure Valve, PN 3446286100 | 0 |  | 0
4041 |  |  |  | K 47049 | Spring for Hand Grip K 47043 | 0 |  | 0
4042 |  |  |  | K 43519 | Spring for Non Return Valve K 43515 | 0 |  | 0 | pc/s
4043 |  |  |  | K 34139 | Spring for Pawl | 0 |  | 0
4044 |  |  |  | K 43520 | Spring for Plunger K 43531 | 0 |  | 0
4045 |  |  |  | K 87091 | Spring for Pressure Regulating Valve | 0 |  | 0
4046 |  |  |  | K 27705 | Spring for Relief Valve | 0 |  | 0
4047 |  |  |  | AUX-PAR_1292 | Spring for Relief Valve, PN 6041014, SJ6-G16 | 0 |  | 0 | pc/s | PRO-WH-RM1 | PROGEN | Aux Rack 6-B, Drawer 2B
4048 |  |  |  | K 46123 | Spring for Shaft K 46111 | 0 |  | 0
4049 |  |  |  | K 46124 | Spring for Shaft K 46111 | 0 |  | 0
4050 |  |  |  | K 46121 | Spring for Shaft K 46111 | 0 |  | 0
4051 |  |  |  | K 46186 | Spring for Sleeve K 46157 | 0 |  | 0
4052 |  |  |  | K 46184 | Spring for Spring Guide K 46152 | 0 |  | 0
4053 |  |  |  | K 27414 | Spring for starting valve | 0 |  | 0
4054 |  |  |  | K 43126 | Spring for Starting-Air Sleeve Valve | 0 |  | 0
4055 |  |  |  | PRO-PF 102-76 | Spring Guide | 0 |  | 0 | pc/s
4056 | Local |  |  | PRO-PF 32-249A | Spring Guide | 32 | 0 | 0 | pc/s | PRO-WH-RM1 | PROGEN | Rack 3-A
4057 | Local |  |  | PRO-PF 32-249B | Spring Guide | 24 | 0 | 0 | pc/s | PRO-WH-RM1 | PROGEN | Rack 3-A
4058 |  |  |  | PRO-PF 32-249 | Spring Guide | 0 |  | 0 | pc/s
4059 |  |  |  | K 72137 | Spring Guide for Flexible Rod K 72135 | 0 |  | 0
4060 |  |  |  | K 45006 | Spring Guide for Flexible Rodding | 0 |  | 0
4061 |  |  |  | K 46152 | Spring Guide for Overspeed Trip | 0 |  | 0
4062 |  |  |  | PRO-PF 54-119 | Spring Heat | 0 |  | 0 | pc/s
4063 |  |  |  | K 86051 | Spring Housing for Relief Valve | 0 |  | 0
4064 |  |  |  | K 27701 | Spring Housing for Relief Valve | 0 |  | 0
4065 |  |  |  | PRO-PF 59-18A | Spring Pin | 0 |  | 0 | pc/s
4066 |  |  |  | PRO-PF 52-45 | Spring Pin | 0 |  | 0 | pc/s
4067 |  |  |  | PRO-PF 215-17 | Spring Pin | 0 |  | 0 | pc/s
4068 |  |  |  | PRO-PF 59-5A | Spring Pin | 0 |  | 0 | pc/s
4069 |  |  |  | PRO-PF 1-25 | Spring Pin | 0 |  | 0 | pc/s
4070 |  |  |  | PRO-PF 73-10B | Spring Pin | 0 |  | 0 | pc/s
4071 |  |  |  | PRO-PF 103-114 | Spring Pin | 0 |  | 0 | pc/s
4072 |  |  |  | PRO-PF 103-109 | Spring Pin | 0 |  | 0 | pc/s
4073 |  |  |  | PRO-PF 17-121 | Spring Pin | 0 |  | 0 | pc/s
4074 |  |  |  | PRO-PF 59-34A | Spring Pin | 0 |  | 0 | pc/s
4075 |  |  |  | PRO-PF 102-219 | Spring Pin | 0 |  | 0 | pc/s
4076 |  |  |  | PRO-PF 102-220 | Spring Pin | 0 |  | 0 | pc/s
4077 |  |  |  | PRO-PF 102-225 | Spring Pin | 0 |  | 0 | pc/s
4078 |  |  |  | PRO-PF 102-117 | Spring Pin | 0 |  | 0 | pc/s
4079 |  |  |  | PRO-PF 59-2A | Spring Pin | 0 |  | 0 | pc/s
4080 |  |  |  | PRO-PF 75-90 | Spring Pin | 0 |  | 0 | pc/s
4081 |  |  |  | PRO-PF 134-170 | Spring Pin | 0 |  | 0 | pc/s
4082 | Local |  |  | PRO-PF 15-63 | Spring Pin, PF 15-63 | 65 | 0 | 0 | pc/s | PRO-WH-RM1 | PROGEN | Drawer 1.4 Side Wall
4083 | Local |  |  | PRO-PF 3-7 | Spring Pin, PF 3-7 | 85 | 0 | 0 | pc/s | PRO-WH-RM1 | PROGEN | Rack 2-B
4084 | Local |  |  | PRO-PF 73-37 | Spring Pin, PF 73-37 | 3 | 0 | 0 | pc/s | PRO-WH-RM1 | PROGEN | Drawer 3.1 Side Wall
4085 | Local |  |  | PRO-PF 8-9A | Spring Pin, PF 8-9A | 106 | 0 | 0 | pc/s | PRO-WH-RM1 | PROGEN | Drawer 2.1 Side Wall
4086 | Local |  |  | PRO-PF 8-9B | Spring Pin, PF 8-9B | 25 | 0 | 0 | pc/s | PRO-WH-RM1 | PROGEN | Drawer 2.1 Side Wall
4087 |  |  |  | K 27027 | Spring Plate for Flange K 27026, PN 3446285210 | 0 |  | 0
4088 |  |  |  | K 72140 | Spring Plate for Flexible Rod K 72135 | 0 |  | 0
4089 |  |  |  | K 45007 | Spring Plate for Flexible Rodding | 0 |  | 0
4090 |  |  |  | K 45008 | Spring Plate for Flexible Rodding | 0 |  | 0
4091 |  |  |  | K 27205 A | Spring Plate for fuel injection valve | 0 |  | 0
4092 |  |  |  | K 27205 B | Spring Plate for fuel injection valve | 0 |  | 0
4093 |  |  |  | K 87089 | Spring Plate for Pressure Regulating Valve | 0 |  | 0
4094 |  |  |  | K 46119 | Spring Plate for Shaft K 46111 | 0 |  | 0
4095 |  |  |  | K 46115 | Spring Plate for Shut-off Piston K 46113 | 0 |  | 0
4096 |  |  |  | K 46155 | Spring Plate for Spring Guide K 46152 | 0 |  | 0
4097 |  |  |  | K 27415 | Spring Plate for Starting Valve | 0 |  | 0
4098 |  |  |  | K 44113 | Spring Plate for Valve Drive | 0 |  | 0
4099 |  |  |  | PRO-PF 103-11A | Spring Retainer | 0 |  | 0 | pc/s
4100 |  |  |  | PRO-PF 25-005 | Spring Seat | 0 |  | 0 | pc/s
4101 | Local |  |  | PRO-PF 32-53 | Spring Support | 12 | 0 | 0 | pc/s | PRO-WH-RM1 | PROGEN | Rack 3-A
4102 |  |  |  | AUX-PAR_1260 | Spring Support, PN 510627-02, AL-164 | 0 |  | 0 | pc/s | PRO-WH-RM1 | PROGEN | Aux Rack 6-B
4103 |  |  |  | K 27206 | Spring Tensioner for fuel injection valve | 0 |  | 0
4104 |  |  |  | PRO-PF 103-113 | Spring Washer | 0 |  | 0 | pc/s
4105 |  |  |  | PRO-PF 19-10 | Spring Washer | 0 |  | 0 | pc/s
4106 |  |  |  | PRO-PF 103-116B | Spring Washer | 0 |  | 0 | pc/s
4107 |  |  |  | PRO-PF 103-983 | Spring Washer | 0 |  | 0 | pc/s
4108 |  |  |  | PRO-PF 35-118 | Spring Washer | 0 |  | 0 | pc/s
4109 |  |  |  | PRO-PF 59-36A | Spring Washer | 0 |  | 0 | pc/s
4110 |  |  |  | PRO-PF 128-112 | Spring Washer | 0 |  | 0 | pc/s
4111 |  |  |  | PRO-PF 103-51 | Spring Washer | 0 |  | 0 | pc/s
4112 |  |  |  | PRO-PF 57-12 | Spring Washer | 0 |  | 0 | pc/s
4113 |  |  |  | PRO-PF 59-28A | Spring Washer | 0 |  | 0 | pc/s
4114 |  |  |  | PRO-PF 19-101-8 | Spring Washer | 0 |  | 0 | pc/s
4115 |  |  |  | PRO-PF 128-56 | Spring Washer | 0 |  | 0 | pc/s
4116 | Local |  |  | AUX-PAR_1141 | Spring Washer, OHC-09/PN-307 | 4 | 0 | 0 | pc/s | PRO-WH-RM1 | PROGEN | Aux Rack 1-C Drawer 1.9
4117 |  |  |  | AUX-PAR_1112 | Spring, 23x30mm | 0 |  | 0 | pc/s | PRO-WH-RM1 | PROGEN | Aux Rack 2-A
4118 |  |  |  | AUX-PAR_1106 | Spring, 37x157mm | 0 |  | 0 | pc/s | PRO-WH-RM1 | PROGEN | Aux Rack 2-A
4119 |  |  |  | AUX-PAR_1108 | Spring, 42x84mm | 0 |  | 0 | pc/s | PRO-WH-RM1 | PROGEN | Aux Rack 2-A
4120 |  |  |  | AUX-PAR_1107 | Spring, 44x78mm | 0 |  | 0 | pc/s | PRO-WH-RM1 | PROGEN | Aux Rack 2-A
4121 |  |  |  | AUX-PAR_1111 | Spring, 52x67mm | 0 |  | 0 | pc/s | PRO-WH-RM1 | PROGEN | Aux Rack 2-A
4122 |  |  |  | AUX-PAR_1109 | Spring, 75x39mm | 0 |  | 0 | pc/s | PRO-WH-RM1 | PROGEN | Aux Rack 2-A
4123 | Local |  |  | PRO-PF 54-116 | Spring, PF 54-116 | 4 | 0 | 0 | pc/s | PRO-WH-RM1 | PROGEN | Drawer 1.5 Side Wall
4124 | Local |  |  | PRO-PF 59-9A | Spring, PF 59-9A | 1 | 0 | 0 | pc/s | PRO-WH-RM1 | PROGEN | Drawer 2.5 Side Wall
4125 |  |  |  | AUX-PAR_1110 | Spring. 45x49mm | 0 |  | 0 | pc/s | PRO-WH-RM1 | PROGEN | Aux Rack 2-A
4126 |  |  |  | K 31015 | Spur Wheel for Crankshaft | 0 |  | 0
4127 |  |  |  | PRO-PF 140-1 | Square Flange | 0 |  | 0 | pc/s
4128 |  |  |  | PRO-PF 144-1 | Square Flange | 0 |  | 0 | pc/s
4129 |  |  |  | PRO-PF 136-71 | Square Flange | 0 |  | 0 | pc/s
4130 |  |  |  | AUX-PAR_1265 | Square Headed Screw, M5 x 16mm, SJ-W4 | 0 |  | 0 | pc/s | PRO-WH-RM1 | PROGEN | Aux Rack 6-B, Drawer 2A
4131 |  |  |  | PRO-PF 136-61 | Square Joint | 0 |  | 0 | pc/s
4132 |  |  |  | K 87098 | Square Joint for Pipe Branch K 8095 | 0 |  | 0
4133 |  |  |  | PRO-PF 10-3 | Square Packing | 0 |  | 0 | pc/s
4134 | Local |  |  | PRO-PF 10-47 | Square Packing | 113 | 0 | 0 | pc/s | PRO-WH-RM1 | PROGEN | Rack 1-C
4135 | Local |  |  | PRO-PF 10-13 | Square Packing / Gasket | 110 | 0 | 0 | pc/s | PRO-WH-RM1 | PROGEN | Rack 1-B
4136 |  |  |  | PRO-PF 130-31B | Square Seal | 0 |  | 0 | pc/s
4137 |  |  |  | PRO-PF 130-32B | Square Seal | 0 |  | 0 | pc/s
4138 |  |  |  | PRO-PF 102-457 | Stand | 0 |  | 0 | pc/s
4139 |  |  |  | PRO-PF 102-357 | Stand | 0 |  | 0 | pc/s
4140 |  |  |  | PRO-PF 102-257 | Stand | 0 |  | 0 | pc/s
4141 |  |  |  | _1021 | Standard Compression Spring for Bolts K 92160 | 0 |  | 0
4142 |  |  |  | K 92167 | Standard Compression Spring for Bolts K 92160 | 0 |  | 0
4143 |  |  |  | PRO-PF 129-30 | Star Washer | 0 |  | 0 | pc/s
4144 |  |  |  | PRO-PF 68-108 | Star Washer | 0 |  | 0 | pc/s
4145 |  |  |  | ENG-PIE_1074 | Start & Stop Cylinder | 0 |  | 0 | assy/s
4146 | Local |  |  | PRO-PF 25-PLATE | Starting Air Base Plate | 2 | 0 | 0 | pc/s | PRO-WH-RM1 | PROGEN | Rack 6-D
4147 |  |  |  | PRO-PF 140-521 | Starting Air Branch Pipe | 0 |  | 0 | pc/s
4148 |  |  |  | PRO-PF 140-321 | Starting Air Branch Pipe | 0 |  | 0 | pc/s
4149 |  |  |  | PRO-PF 140-421 | Starting Air Branch Pipe | 0 |  | 0 | pc/s
4150 |  |  |  | PRO-PF 25-Assy. | Starting Air Distributor Valve Assembly | 0 |  | 0 | assy/s
4151 |  |  |  | PRO-PF 140-12 | Starting Air Pipe | 0 |  | 0 | pc/s
4152 |  |  |  | PRO-PF 140-241 | Starting Air Pipe | 0 |  | 0 | pc/s
4153 |  |  |  | PRO-PF 140-128 | Starting Air Pipe | 0 |  | 0 | pc/s
4154 |  |  |  | PRO-PF 140-28A | Starting Air Pipe | 0 |  | 0 | pc/s
4155 |  |  |  | PRO-PF 140-5 | Starting Air Pipe (12V) | 0 |  | 0 | pc/s
4156 |  |  |  | PRO-PF 140-228 | Starting Air Pipe (12V) | 0 |  | 0 | pc/s
4157 |  |  |  | PRO-PF 140-328 | Starting Air Pipe (14V) | 0 |  | 0 | pc/s
4158 |  |  |  | PRO-PF 140-105 | Starting Air Pipe (14V) | 0 |  | 0 | pc/s
4159 |  |  |  | PRO-PF 140-205 | Starting Air Pipe (16V) | 0 |  | 0 | pc/s
4160 |  |  |  | PRO-PF 140-428 | Starting Air Pipe (16V) | 0 |  | 0 | pc/s
4161 |  |  |  | PRO-PF 140-528 | Starting Air Pipe (18V) | 0 |  | 0 | pc/s
4162 |  |  |  | PRO-PF 140-305 | Starting Air Pipe (18V) | 0 |  | 0 | pc/s
4163 |  |  |  | PRO-PF 140-405 | Starting Air Pipe (right) | 0 |  | 0 | pc/s
4164 |  |  |  | PRO-PF 140-505 | Starting Air Pipe (right) | 0 |  | 0 | pc/s
4165 |  |  |  | PRO-PF 24-303 | Starting Cam | 0 |  | 0 | pc/s
4166 |  |  |  | PRO-PF 24-503 | Starting Cam | 0 |  | 0 | pc/s
4167 |  |  |  | PRO-PF 24-10 | Starting Cam | 0 |  | 0 | pc/s
4168 |  |  |  | K 43100 | Starting Device, Complete | 0 |  | 0
4169 |  |  |  | ENG-PIE_1103 | Starting Pilot Lines | 0 |  | 0
4170 | Local |  |  | PRO-PF 18-Assy. | Starting Valve Assembly | 3 | 0 | 0 | assy/s | PRO-WH-RM1 | PROGEN | Valve & Injector Rack
4171 |  |  |  | K 27400 | Starting Valve, complete | 0 |  | 0
4172 |  |  |  | K 43120 | Starting-Air Sleeve Valve, Complete | 0 |  | 0
4173 |  |  |  | PRO-PF 130-914 | Stay | 0 |  | 0 | pc/s
4174 |  |  |  | PRO-PF 125-3 | Stay | 0 |  | 0 | pc/s
4175 |  |  |  | PRO-PF 128-625 | Stay | 0 |  | 0 | pc/s
4176 |  |  |  | PRO-PF 128-630B | Stay | 0 |  | 0 | pc/s
4177 |  |  |  | PRO-PF 128-638B | Stay | 0 |  | 0 | pc/s
4178 |  |  |  | PRO-PF 135-902 | Stay | 0 |  | 0 | pc/s
4179 |  |  |  | PRO-PF 128-631 | Stay | 0 |  | 0 | pc/s
4180 |  |  |  | PRO-PF 130-13A | Stay | 0 |  | 0 | pc/s
4181 |  |  |  | PRO-PF 19-24 | Stay | 0 |  | 0 | pc/s
4182 |  |  |  | PRO-PF 128-632A | Stay | 0 |  | 0 | pc/s
4183 |  |  |  | PRO-PF 128-633 | Stay | 0 |  | 0 | pc/s
4184 |  |  |  | PRO-PF 128-634 | Stay | 0 |  | 0 | pc/s
4185 |  |  |  | PRO-PF 134-465B | Stay | 0 |  | 0 | pc/s
4186 |  |  |  | PRO-PF 128-635A | Stay | 0 |  | 0 | pc/s
4187 |  |  |  | PRO-PF 128-643B | Stay | 0 |  | 0 | pc/s
4188 |  |  |  | PRO-PF 135-671 | Stay/Bracket | 0 |  | 0 | pc/s
4189 |  |  |  | PRO-PF 135-682 | Stay/Pipe Clip | 0 |  | 0 | pc/s
4190 |  |  |  | AUX-PAR_1259 | Steam Control Valve, Alfa Laval Heatpac Steam Oil Heater, Type 26-80 with Steam Regulating Valve, AL-59/A | 0 |  | 0 | pc/s | PRO-WH-RM1 | PROGEN | Aux Rack 6-B
4191 |  |  |  | PRO-PF 136-17 | Steam Main 12 Cyl. | 0 |  | 0 | pc/s
4192 |  |  |  | PRO-PF 136-18 | Steam Main 14 Cyl. | 0 |  | 0 | pc/s
4193 |  |  |  | PRO-PF 136-19 | Steam Main 16 Cyl. | 0 |  | 0 | pc/s
4194 |  |  |  | PRO-PF 136-20 | Steam Main 18 Cyl. | 0 |  | 0 | pc/s
4195 |  |  |  | PRO-PF 136-665 | Steam Pipe | 0 |  | 0 | pc/s
4196 |  |  |  | PRO-PF 136-565 | Steam Pipe | 0 |  | 0 | pc/s
4197 |  |  |  | PRO-PF 136-365 | Steam Pipe | 0 |  | 0 | pc/s
4198 |  |  |  | PRO-PF 136-465 | Steam Pipe | 0 |  | 0 | pc/s
4199 |  |  |  | PRO-PF 136-765 | Steam Pipe | 0 |  | 0 | pc/s
4200 |  |  |  | PRO-PF 136-265 | Steam Pipe | 0 |  | 0 | pc/s
4201 |  |  |  | AUX-PAR_1246 | Steam Valve | 0 |  | 0 | pc/s | PRO-WH-RM1 | PROGEN | Rack 3-C
4202 |  |  |  | PRO-PF 19-21 | Steel Wire | 0 |  | 0 | pc/s
4203 |  |  |  | AUX-PAR_1050 | Stem Heater for LO Separator | 0 |  | 0 | pc/s | PRO-WH-RM1 | PROGEN | Aux Rack 4-D
4204 |  |  |  | CON-AUT_1001 | STEPHINE TEST ITEM | 0 |  | 12000
4205 |  |  |  | PRO-PF 140-260 | Stirrup | 0 |  | 0 | pc/s
4206 |  |  |  | K 47040 | Stirrup Bolt for Emergency Operating Arrangement | 0 |  | 0
4207 |  |  |  | K 47205 | Stirrup Bolt for Valve Plate | 0 |  | 0
4208 |  |  |  | K 74136 | Stop for Fuel Transfer Pump | 0 |  | 0
4209 |  |  |  | K 74144 | Stop for Hand-pump Plunger K 74139 | 0 |  | 0
4210 |  |  |  | K 16037 | Stop Plate for Crankcase Vent | 0 |  | 0
4211 |  |  |  | PRO-PF 75-219 | Stopper | 0 |  | 0 | pc/s
4212 |  |  |  | PRO-PF 59-7A | Stopper | 0 |  | 0 | pc/s
4213 |  |  |  | PRO-PF 75-99 | Stopper | 0 |  | 0 | pc/s
4214 |  |  |  | PRO-PF 103-25 | Stopper | 0 |  | 0 | pc/s
4215 |  |  |  | PRO-PF 50-26 | Stopper | 0 |  | 0 | pc/s
4216 |  |  |  | PRO-PF 75-2A | Stopper | 0 |  | 0 | pc/s
4217 |  |  |  | PRO-PF 102-977 | Stopper | 0 |  | 0 | pc/s
4218 |  |  |  | K 45074 | Stopper for Governing Linkage | 0 |  | 0
4219 |  |  |  | PRO-PF 75-220 | Stopper Handle/Button | 0 |  | 0 | pc/s
4220 |  |  |  | K 45027 | Stopper Lever for Governing Linkage | 0 |  | 0
4221 |  |  |  | PRO-PF 103-6A | Stopper Piece | 0 |  | 0 | pc/s
4222 |  |  |  | K 34138 | Stopper Plate for Operating Piston | 0 |  | 0
4223 |  |  |  | K 42111 | Stopper Ring for Camshaft | 0 |  | 0
4224 |  |  |  | PRO-PF 59-11A | Stopper Shaft | 0 |  | 0 | pc/s
4225 |  |  |  | AUX-PAR_1171 | Straight Connector 1" x 1" | 0 |  | 0 | pc/s | PRO-WH-RM1 | PROGEN | Aux Rack 2-D
4226 |  |  |  | AUX-PAR_1167 | Straight Connector 11/16 x 43/64 | 0 |  | 0 | pc/s | PRO-WH-RM1 | PROGEN | Aux Rack 2-D
4227 |  |  |  | AUX-PAR_1191 | Straight Connector 13/32" x 13/32 | 0 |  | 0 | pc/s | PRO-WH-RM1 | PROGEN | Aux Rack 2-D
4228 |  |  |  | AUX-PAR_1168 | Straight Connector 23/32 x 23/32 | 0 |  | 0 | pc/s | PRO-WH-RM1 | PROGEN | Aux Rack 2-D
4229 |  |  |  | AUX-PAR_1169 | Straight Connector 7/16 x 7/16 | 0 |  | 0 | pc/s | PRO-WH-RM1 | PROGEN | Aux Rack 2-D
4230 |  |  |  | AUX-PAR_1173 | Straight Connector Reducer 3/4" x 1" | 0 |  | 0 | pc/s | PRO-WH-RM1 | PROGEN | Aux Rack 2-D
4231 |  |  |  | AUX-PAR_1147 | Straight Spur Gear, OD-83mm, ID-25mm, T-15mm | 0 |  | 0 | pc/s | PRO-WH-RM1 | PROGEN | Aux Rack 2-B
4232 |  |  |  | K 46336 | Strainer for Valve Plate | 0 |  | 0
4233 |  |  |  | PRO-PF 129-12 | Strap | 0 |  | 0 | pc/s
4234 |  |  |  | PRO-PF 129-10 | Strap | 0 |  | 0 | pc/s
4235 |  |  |  | PRO-PF 129-11 | Strap | 0 |  | 0 | pc/s
4236 |  |  |  | PRO-PF 129-25 | Strap Pin | 0 |  | 0 | pc/s
4237 |  |  |  | PRO-PF 129-26 | Strap Pin | 0 |  | 0 | pc/s
4238 |  |  |  | PRO-PF 129-27 | Strap Screw | 0 |  | 0 | pc/s
4239 |  |  |  | PRO-PF 129-28 | Strap Screw | 0 |  | 0 | pc/s
4240 | Local |  |  | CON-HOU_1004 | Stretch Film, 20micron x 500mm x 500mtr | 1 | 949.75 | 0 | roll/s
4241 | Local |  |  | CON-HOU_1015 | Stretch Film; 18 micron x 500mm x 300 mtrs | 1 | 659.75 | 0 | roll/s
4242 | Local |  |  | CON-HOU_1007 | Stretch Film; 20 microns x 300mm x 150 meter | 0 | 299.75 | 0 | roll/s
4243 |  |  |  | PRO-PF 181-54 | Stretcher | 0 |  | 0 | pc/s
4244 |  |  |  | PRO-PF 129-22 | Stud | 0 |  | 0 | pc/s
4245 |  |  |  | PRO-PF 129-23 | Stud | 0 |  | 0 | pc/s
4246 |  |  |  | PRO-PF 160-505 | Stud | 0 |  | 0 | pc/s
4247 |  |  |  | PRO-PF 35-14 | Stud Bolt | 0 |  | 0 | pc/s
4248 |  |  |  | PRO-PF 10-925 | Stud Bolt | 0 |  | 0 | pc/s
4249 |  |  |  | PRO-PF 10-25 | Stud Bolt | 0 |  | 0 | pc/s
4250 |  |  |  | PRO-PF 57-17 | Stud Bolt | 0 |  | 0 | pc/s
4251 |  |  |  | PRO-PF 10-26 | Stud Bolt | 0 |  | 0 | pc/s
4252 |  |  |  | PRO-PF 97-54 | Stud Bolt | 0 |  | 0 | pc/s
4253 |  |  |  | PRO-PF 128-646B | Stud Bolt | 0 |  | 0 | pc/s
4254 |  |  |  | PRO-PF 75-239 | Stud Bolt | 0 |  | 0 | pc/s
4255 | Local |  |  | PRO-PF 22-4 | Stud Bolt | 25 | 0 | 0 | pc/s | PRO-WH-RM1 | PROGEN | Rack 3-D
4256 | Local |  |  | PRO-PF 20-137 | Stud Bolt | 22 | 0 | 0 | pc/s | WH - Rm1 | PROGEN | Rack 3-D
4257 | Local |  |  | PRO-PF 20-136 | Stud Bolt | 32 | 0 | 0 | set/s | PRO-WH-RM1 | PROGEN | Rack 3-D
4258 |  |  |  | PRO-PF 10-25 | Stud Bolt | 0 |  | 0 | pc/s
4259 |  |  |  | PRO-PF 57-13 | Stud Bolt | 0 |  | 0 | pc/s
4260 |  |  |  | PRO-PF 8-13 (SEMT) | Stud Bolt Protecting | 0 |  | 0 | pc/s
4261 | Local |  |  | PRO-PF 10-25A | Stud Bolt, PF 10-25A | 111 | 0 | 0 | pc/s | PRO-WH-RM1 | PROGEN | Rack 2-C
4262 | Local |  |  | PRO-PF 10-25B | Stud Bolt, PF 10-25B | 73 | 0 | 0 | pc/s | PRO-WH-RM1 | PROGEN | Rack 2-C
4263 | Local |  |  | PRO-PF 10-26A | Stud Bolt, PF 10-26A | 81 | 0 | 0 | pc/s | PRO-WH-RM1 | PROGEN | Rack 2-C
4264 | Local |  |  | PRO-PF 10-26B | Stud Bolt, PF 10-26B | 163 | 0 | 0 | pc/s | PRO-WH-RM1 | PROGEN | Rack 2-C
4265 | Local |  |  | PRO-PF 10-26C | Stud Bolt, PF 10-26C | 113 | 0 | 0 | pc/s | PRO-WH-RM1 | PROGEN | Rack 2-C
4266 |  |  |  | PRO-PF 10-27 | Stud Bolt, PF 10-27 | 0 |  | 0 | pc/s
4267 | Local |  |  | PRO-PF 10-27A | Stud Bolt, PF 10-27A | 93 | 0 | 0 | pc/s | PRO-WH-RM1 | PROGEN | Rack 2-C
4268 | Local |  |  | PRO-PF 10-27B | Stud Bolt, PF 10-27B | 9 | 0 | 0 | pc/s | PRO-WH-RM1 | PROGEN | Rack 2-C
4269 | Local |  |  | PRO-PF 10-27C | Stud Bolt, PF 10-27C | 35 | 0 | 0 | pc/s | PRO-WH-RM1 | PROGEN | Rack 2-C
4270 |  |  |  | K 27038 | Stud for Bearing Casing | 0 |  | 0
4271 |  |  |  | K 11113 | Stud for Crankshaft Bearing | 0 |  | 0
4272 |  |  |  | K 21112 | Stud for Cylinder Cover | 0 |  | 0
4273 |  |  |  | K 11122 | Stud for Cylinder Cover | 0 |  | 0
4274 |  |  |  | K 47208 | Stud for Holder K 47206 | 0 |  | 0
4275 |  |  |  | K 45070 | Stud for Lever K 45057 | 0 |  | 0
4276 |  |  |  | K 47084 | Stud for Line Filter K 47072 | 0 |  | 0
4277 |  |  |  | K 11123 | Stud for Side Casing | 0 |  | 0
4278 |  |  |  | K 33410 | Stud with Nut for Connecting Rod Head | 0 |  | 0 | pc/s
4279 | Local |  |  | PRO-PF 22-6 | Studbolt | 50 | 0 | 0 | pc/s | PRO-WH-RM1 | PROGEN | Rack 1-D
4280 | Local |  |  | PRO-PF 22-5 | Studbolt/Fitting Rod | 42 | 0 | 0 | pc/s | PRO-WH-RM1 | PROGEN | Rack 3-D
4281 |  |  |  | PRO-PF 96-501 | Supplementary Bearing Housing | 0 |  | 0 | pc/s
4282 | Local |  |  | PRO-PF 96-1 | Supplementary Bearing Housing | 9 | 0 | 0 | pc/s | PRO-WH-RM1 | PROGEN | Rack 4-D
4283 |  |  |  | PRO-PF 50-132 | Supplementary Bearing Housing | 0 |  | 0 | pc/s
4284 |  |  |  | PRO-PF 128-635B | Support | 0 |  | 0 | pc/s
4285 |  |  |  | PRO-PF 130-123 | Support | 0 |  | 0 | pc/s
4286 |  |  |  | PRO-PF 128-605A | Support | 0 |  | 0 | pc/s
4287 |  |  |  | PRO-PF 130-901 | Support | 0 |  | 0 | pc/s
4288 |  |  |  | PRO-PF 130-136B | Support | 0 |  | 0 | pc/s
4289 |  |  |  | PRO-PF 59-3B | Support | 0 |  | 0 | pc/s
4290 |  |  |  | PRO-PF 128-630A | Support | 0 |  | 0 | pc/s
4291 |  |  |  | PRO-PF 128-680B | Support | 0 |  | 0 | pc/s
4292 |  |  |  | PRO-PF 130-137 | Support | 0 |  | 0 | pc/s
4293 |  |  |  | PRO-PF 128-606A | Support | 0 |  | 0 | pc/s
4294 |  |  |  | PRO-PF 128-101 | Support | 0 |  | 0 | pc/s
4295 |  |  |  | PRO-PF 128-35B | Support | 0 |  | 0 | pc/s
4296 |  |  |  | PRO-PF 128-102 | Support | 0 |  | 0 | pc/s
4297 |  |  |  | PRO-PF 130-904 | Support | 0 |  | 0 | pc/s
4298 |  |  |  | PRO-PF 128-24C | Support | 0 |  | 0 | pc/s
4299 |  |  |  | PRO-PF 128-103 | Support | 0 |  | 0 | pc/s
4300 |  |  |  | PRO-PF 128-716 | Support | 0 |  | 0 | pc/s
4301 |  |  |  | PRO-PF 103-10B | Support | 0 |  | 0 | pc/s
4302 |  |  |  | PRO-PF 130-905B | Support | 0 |  | 0 | pc/s
4303 |  |  |  | PRO-PF 128-36A | Support | 0 |  | 0 | pc/s
4304 |  |  |  | PRO-PF 134-264A | Support | 0 |  | 0 | pc/s
4305 |  |  |  | PRO-PF 135-511 | Support | 0 |  | 0 | pc/s
4306 |  |  |  | PRO-PF 128-816B | Support | 0 |  | 0 | pc/s
4307 |  |  |  | PRO-PF 136-9 | Support | 0 |  | 0 | pc/s
4308 |  |  |  | PRO-PF 135-700 | Support | 0 |  | 0 | pc/s
4309 |  |  |  | PRO-PF 128-830 | Support | 0 |  | 0 | pc/s
4310 |  |  |  | PRO-PF 134-465A | Support | 0 |  | 0 | pc/s
4311 |  |  |  | PRO-PF 59-38A | Support | 0 |  | 0 | pc/s
4312 |  |  |  | PRO-PF 128-22D | Support | 0 |  | 0 | pc/s
4313 |  |  |  | PRO-PF 130-122 | Support | 0 |  | 0 | pc/s
4314 |  |  |  | PRO-PF 136-980 | Support (L) | 0 |  | 0 | pc/s
4315 |  |  |  | PRO-PF 136-970 | Support (R) | 0 |  | 0 | pc/s
4316 |  |  |  | PRO-PF 134-108 | Support Bearing Lubricating | 0 |  | 0 | pc/s
4317 |  |  |  | PRO-PF 128-645B | Support Bolt | 0 |  | 0 | pc/s
4318 |  |  |  | PRO-PF 75-10A | Support Bolt | 0 |  | 0 | pc/s
4319 |  |  |  | PRO-PF 128-980 | Support Bolt | 0 |  | 0 | pc/s
4320 |  |  |  | PRO-PF 128-981 | Support Bolt | 0 |  | 0 | pc/s
4321 |  |  |  | K 81216 | Support Bracket for Screening Plate | 0 |  | 0
4322 |  |  |  | K 43581 | Support for Automatic Starting Air Shut-off Valve | 0 |  | 0
4323 |  |  |  | K 32337 | Support for Barring Engine | 0 |  | 0
4324 |  |  |  | K 81702 | Support for Casings K 81640 | 0 |  | 0
4325 |  |  |  | K 72107 | Support for Cylinder Lubricating Pump K 72101 | 0 |  | 0
4326 |  |  |  | K 47042 | Support for Emergency Operating Arrangement | 0 |  | 0
4327 |  |  |  | K 45029 | Support for Governing Linkage | 0 |  | 0
4328 |  |  |  | K 45080 | Support for Governing Linkage | 0 |  | 0
4329 |  |  |  | K 92155 | Support for Instrument Panel (ZL 40) | 0 |  | 0
4330 |  |  |  | K 92158 | Support for Instrument Panel (ZL 40) | 0 |  | 0
4331 |  |  |  | K 49801 | Support for Load Indicator | 0 |  | 0
4332 |  |  |  | K 49701 | Support for Remote Load Indicator | 0 |  | 0
4333 |  |  |  | K 43518 | Support for Starting-air Stop Valve | 0 |  | 0
4334 |  |  |  | K 81581 | Support for the Casings K 81451 and K 81491 | 0 |  | 0
4335 |  |  |  | PRO-PF 52-9 | Support of Intermediate Shaft | 0 |  | 0 | pc/s
4336 |  |  |  | PRO-PF 142-213 | Support Plate | 0 |  | 0 | pc/s
4337 |  |  |  | PRO-PF 142-55 | Support Plate | 0 |  | 0 | pc/s
4338 |  |  |  | PRO-PF 142-214 | Support Plate | 0 |  | 0 | pc/s
4339 |  |  |  | PRO-PF 142-361 | Support Plate | 0 |  | 0 | pc/s
4340 |  |  |  | PRO-PF 128-12A | Support Plate | 0 |  | 0 | pc/s
4341 |  |  |  | PRO-PF 130-28 | Support Plate | 0 |  | 0 | pc/s
4342 |  |  |  | PRO-PF 142-362 | Support Plate | 0 |  | 0 | pc/s
4343 |  |  |  | PRO-PF 103-102 | Support Plate | 0 |  | 0 | pc/s
4344 |  |  |  | PRO-PF 142-363 | Support Plate | 0 |  | 0 | pc/s
4345 |  |  |  | PRO-PF 134-410 | Support Plate | 0 |  | 0 | pc/s
4346 |  |  |  | PRO-PF 140-240 | Support Plate | 0 |  | 0 | pc/s
4347 |  |  |  | PRO-PF 128-41C | Support Plate | 0 |  | 0 | pc/s
4348 |  |  |  | PRO-PF 142-364 | Support Plate | 0 |  | 0 | pc/s
4349 |  |  |  | PRO-PF 128-42B | Support Plate | 0 |  | 0 | pc/s
4350 |  |  |  | PRO-PF 130-22C | Support Plate | 0 |  | 0 | pc/s
4351 |  |  |  | PRO-PF 140-132 | Support Plate | 0 |  | 0 | pc/s
4352 |  |  |  | K 74131 | Support Ring for Fuel Transfer Pump | 0 |  | 0
4353 |  |  |  | PRO-PF 142-160 | Support Square | 0 |  | 0 | pc/s
4354 |  |  |  | PRO-PF 68-1 | Switch | 0 |  | 0 | pc/s
4355 |  |  |  | PRO-PF 59-4B | Switch | 0 |  | 0 | pc/s
4356 |  |  |  | PRO-PF 75-2C | Switch | 0 |  | 0 | pc/s
4357 |  |  |  | K 32411 | Switch Box and Control Station for Electric Motor | 0 |  | 0
4358 |  |  |  | PRO-PF 75-1C | Switch Support | 0 |  | 0 | pc/s
4359 |  |  |  | PRO-PF 130-6C | T.B Water Inlet | 0 |  | 0 | pc/s
4360 |  |  |  | PRO-PF 130-18 | T.B Water Outlet | 0 |  | 0 | pc/s
4361 |  |  |  | PRO-PF 130-11C | T.B Water Outlet | 0 |  | 0 | pc/s
4362 |  |  |  | PRO-PF 130-19B | T.B Water Outlet | 0 |  | 0 | pc/s
4363 |  |  |  | PRO-PF 130-12B | T.B Water Outlet | 0 |  | 0 | pc/s
4364 |  |  |  | PRO-PF 130-13B | T.B Water Outlet | 0 |  | 0 | pc/s
4365 |  |  |  | PRO-PF 130-15B | T.B Water Outlet | 0 |  | 0 | pc/s
4366 |  |  |  | PRO-PF 130-16 | T.B Water Outlet | 0 |  | 0 | pc/s
4367 |  |  |  | ENG-PIE_1053 | T/C Cover Rotor Shaft | 0 |  | 0 | set/s
4368 |  |  |  | VTR-26 | T/C Guide Wheel | 0 |  | 0 | pc/s
4369 | Local |  |  | VTR-25 | T/C Impeller | 4 | 0 | 0 | pc/s | PRO-WH-RM1 | PROGEN | Rack 8-A
4370 |  |  |  | VTR-SLEEVE | T/C Sleeve | 0 |  | 0 | pc/s
4371 |  |  |  | ENG-PIE_1004 | T/C Sleeve for Gas Inlet Casing | 0 |  | 0 | pc/s
4372 |  |  |  | AUX-PAR_1198 | T4 Purified Oil-Inlet Pipe SJ6 | 0 |  | 0 | pc/s | PRO-WH-RM1 | PROGEN | Rack 3-A
4373 |  |  |  | PRO-PF 75-94 | Tab Washer | 0 |  | 0 | pc/s
4374 |  |  |  | PRO-PF 160-507 | Tab Washer | 0 |  | 0 | pc/s
4375 |  |  |  | PRO-PF 68-106 | Tab Washer | 0 |  | 0 | pc/s
4376 |  |  |  | PRO-PF 75-18B | Tab Washer | 0 |  | 0 | pc/s
4377 |  |  |  | PRO-PF 20-86 | Tab Washer | 0 |  | 0 | pc/s
4378 |  |  |  | PRO-PF 162-524 | Tab Washer | 0 |  | 0 | pc/s
4379 |  |  |  | PRO-PF 82-5 | Tab Washer | 0 |  | 0 | pc/s
4380 |  |  |  | PRO-PF 134-217 | Tab Washer | 0 |  | 0 | pc/s
4381 |  |  |  | PRO-PF 20-14 | Tab Washer | 0 |  | 0 | pc/s
4382 | Local |  |  | ENG-PIE_1020 | Tab Washer (DxWxL) 10mmx25mmx40mm) | 11 | 0 | 0 | pc/s | PRO-WH-RM1 | PROGEN | Drawer 5.3 Side Wall
4383 | Local |  |  | ENG-PIE_1019 | Tab Washer (DxWxL) 13mmx26mmx39mm) | 103 | 0 | 0 | pc/s | PRO-WH-RM1 | PROGEN | Drawer 5.3 Side Wall
4384 | Local |  |  | ENG-PIE_1021 | Tab Washer (DxWxL) 17mmx34mmx55mm) | 61 | 0 | 0 | pc/s | PRO-WH-RM1 | PROGEN | Drawer 5.3 Side Wall
4385 | Local |  |  | ENG-PIE_1018 | Tab Washer (DxWxL) 21mmx31mmx44mm) | 130 | 0 | 0 | pc/s | PRO-WH-RM1 | PROGEN | Drawer 5.3 Side Wall
4386 | Local |  |  | PRO-PF 18-62 | Tab Washer / Tongued Washer, PF 18-62 | 106 | 0 | 0 | pc/s | PRO-WH-RM1 | PROGEN | Drawer 2.2 Side Wall
4387 | Local |  |  | PRO-PF 1-18 | Tab Washer, PF 1-18 | 9 | 0 | 0 | pc/s | PRO-WH-RM1 | PROGEN | Drawer 2.1 Side Wall
4388 |  |  |  | PRO-PF 59-35A | Tab Washer, PN A40301001 | 0 |  | 0 | pc/s
4389 |  |  |  | ENG-PIE_1089 | Tacho Generator & Support | 0 |  | 0 | assy/s
4390 |  |  |  | ECV-06 | Tachogenerator, D-90429, Number Type, Type GZ-121-B | 0 |  | 0 | pc/s
4391 |  |  |  | TG-01 | Tachogenerator, D-90429, Number Type, Type GZ-121-B, LK 39918/001 1500 1 Min. 1 MA, 60VAC, Norris | 0 |  | 0
4392 | Local |  |  | CON-OFF_1003 | Tape, Cellophane, 1" | 0 | 17 | 0 | pc/s
4393 | Local |  |  | CON-OFF_1004 | Tape, Cellophane, 2" | 3 | 30 | 0 | pc/s
4394 | Local |  |  | CON-OFF_1016 | Tape, Duct: Multi-Use, #2945, 1.88Inx45YD(48mmx41.1m) | 1 | 700 | 0 | roll/s
4395 | Local |  |  | CON-OFF_1005 | Tape, Masking 1" | 3 | 30 | 0 | pc/s
4396 | Local |  |  | CON-OFF_1002 | Tape, Masking 2" | 4 | 60 | 0 | pc/s | PRO-WH-RM1 | PROGEN | SR Cabinet 1-A
4397 |  |  |  | PRO-PF 92-25 | Taper Pin | 0 |  | 0 | pc/s
4398 |  |  |  | PRO-PF 60-37 | Taper Pin | 0 |  | 0 | pc/s
4399 |  |  |  | PRO-PF 25-010 | Taper Pin | 0 |  | 0 | pc/s
4400 |  |  |  | PRO-PF 50-112 | Taper Pin | 0 |  | 0 | pc/s
4401 |  |  |  | PRO-PF 102-216 | Taper Pin | 0 |  | 0 | pc/s
4402 |  |  |  | PRO-PF 160-513 | Taper Pin | 0 |  | 0 | pc/s
4403 |  |  |  | PRO-PF 102-217 | Taper Pin | 0 |  | 0 | pc/s
4404 |  |  |  | PRO-PF 103-45 | Taper Pin | 0 |  | 0 | pc/s
4405 |  |  |  | PRO-PF 50-445 | Taper Pin | 0 |  | 0 | pc/s
4406 |  |  |  | PRO-PF 60-41 | Taper Pin | 0 |  | 0 | pc/s
4407 |  |  |  | PRO-PF 50-91 | Taper Pin | 0 |  | 0 | pc/s
4408 |  |  |  | PRO-PF 102-218 | Taper Pin | 0 |  | 0 | pc/s
4409 |  |  |  | PRO-PF 180-45 | Taper Pin | 0 |  | 0 | pc/s
4410 |  |  |  | PRO-PF 75-224 | Taper Pin | 0 |  | 0 | pc/s
4411 |  |  |  | PRO-PF 75-72 | Taper Pin | 0 |  | 0 | pc/s
4412 |  |  |  | PRO-PF 75-73 | Taper Pin | 0 |  | 0 | pc/s
4413 |  |  |  | PRO-PF 59-3A | Taper Pin | 0 |  | 0 | pc/s
4414 |  |  |  | PRO-PF 20-52 | Taper Pin | 0 |  | 0 | pc/s
4415 |  |  |  | PRO-PF 10-34 | Taper Pin/Locating Pin | 0 |  | 0 | pc/s
4416 |  |  |  | K 84469 | Tapered Connection Sleeve for Visual Flow Control | 0 |  | 0
4417 |  |  |  | K 81666 | Tapered Insulating Plate for K 81640 | 0 |  | 0
4418 | Local |  |  | PRO-PF 32-117B | Tapered Pin, Ordinary, PF 32-117B | 58 | 0 | 0 | pc/s | PRO-WH-RM1 | PROGEN | Drawer 3.3 Side Wall
4419 | Local |  |  | PRO-PF 32-117A | Tapered Pin, stainless, PF 32-117A | 34 | 0 | 0 | pc/s | PRO-WH-RM1 | PROGEN | Drawer 3.3 Side Wall
4420 | Local |  |  | PRO-PF 20-174 | Tappet Rod, PF 20-174 | 18 | 0 | 0 | pc/s | PRO-WH-RM1 | PROGEN | Drawer 3.2 Side Wall
4421 | Local |  |  | CON-HOU_1010 | Tarpaulin; (Yellow-Green, Heavy Duty), 13 ft. x 20 ft. | 0 | 3120 | 0 | pc/s
4422 | Local |  |  | CON-HOU_1009 | Tarpaulin; (Yellow-Green, Heavy Duty), 13 ft. x 24 ft., | 0 | 2600 | 0 | pc/s
4423 |  |  |  | PRO-PF 135-575 | Tee | 0 |  | 0 | pc/s
4424 |  |  |  | AUX-PAR_1170 | Tee 3/4 x 3/4 x 3/4 | 0 |  | 0 | pc/s | PRO-WH-RM1 | PROGEN | Aux Rack 2-D
4425 |  |  |  | AUX-PAR_1162 | Tee Copper 3/4 x 3/4 x 3/4 | 0 |  | 0 | pc/s | PRO-WH-RM1 | PROGEN | Aux Rack 2-D
4426 |  |  |  | AUX-PAR_1182 | Tee M/FM 15/16 x 51/64 | 0 |  | 0 | pc/s | PRO-WH-RM1 | PROGEN | Aux Rack 2-D
4427 | Local |  |  | AUX-PAR_1077 | Teflon Packing, 125x137x3mm | 1 | 0 | 0 | pc/s | PRO-WH-RM1 | PROGEN | Aux Rack 1-C Drawer 2.6
4428 | Local |  |  | AUX-PAR_1041 | Teflon Packing, 137x125x3mm, JCK-01-F | 5 | 0 | 0 | set/s | PRO-WH-RM1 | PROGEN | Aux Rack 1-C
4429 | Local |  |  | AUX-PAR_1043 | Teflon Packing, 170x180x3mm | 3 | 0 | 0 | pc/s | PRO-WH-RM1 | PROGEN | Aux Rack 1-C
4430 |  |  |  | K 49602 | Terminal Box with Diodes Panel and Cable | 0 |  | 0
4431 |  |  |  | PRO-PF 62-TSA | Terminal Shaft Assembly PN 5356-22 | 0 |  | 0 | assy/s
4432 |  |  |  | FFE-APP_1003 | testing ah | 0 |  | 0
4433 |  |  |  | AUX-PAR_1196 | Thermo Couple 11" | 0 |  | 0 | pc/s | PRO-WH-RM1 | PROGEN | Aux Rack 2-D
4434 |  |  |  | AUX-PAR_1193 | Thermo Couple 3" | 0 |  | 0 | pc/s | PRO-WH-RM1 | PROGEN | Aux Rack 2-D
4435 |  |  |  | AUX-PAR_1194 | Thermo Couple 4" | 0 |  | 0 | pc/s | PRO-WH-RM1 | PROGEN | Aux Rack 2-D
4436 |  |  |  |  | Thermo Couple, 3"- Pulled Out | 0 |  | 0 | pc/s | PRO-WH-RM1 | PROGEN | Aux Rack 2-D
4437 |  |  |  | PRO-PF 134-404 | Thermometer | 0 |  | 0 | pc/s
4438 |  |  |  | PRO-PF 134-4B | Thermometer | 0 |  | 0 | pc/s
4439 |  |  |  | PRO-PF 130-103 | Thermometer | 0 |  | 0 | pc/s
4440 |  |  |  | PRO-PF 130-1B | Thermometer | 0 |  | 0 | pc/s
4441 |  |  |  | PRO-PF 125-301 | Thermometer | 0 |  | 0 | pc/s
4442 |  |  |  | K 92025 | Thermometer L = 110 mm | 0 |  | 0
4443 |  |  |  | K 92026 | Thermometer L = 225 mm | 0 |  | 0
4444 |  |  |  | K 92021 | Thermometer L = 30 mm | 0 |  | 0
4445 |  |  |  | K 92022 | Thermometer L = 55 mm | 0 |  | 0
4446 |  |  |  | K 92023 | Thermometer L = 63 mm | 0 |  | 0
4447 |  |  |  | K 92024 | Thermometer L = 80 mm | 0 |  | 0
4448 |  |  |  | K 46399 | Thermoplastic Cable for Control Element Cabinet | 0 |  | 0
4449 | Local |  |  | CON-CON_1028 | Thinner, Paint, 4L | 1 | 240 | 0 | gal/s | Cabinet | PROGEN
4450 | Local |  |  | CON-CON_1019 | Thinner; Lacquer, Brand: CES/ML | 1 | 220 | 0 | gal/s
4451 |  |  |  | K 45063 | Threaded Pin for K 45001, K 45051 and K 45052 | 0 |  | 0
4452 |  |  |  | K 45064 | Threaded Pin for K 45052 | 0 |  | 0
4453 |  |  |  | K 72148 | Threaded Pin for Lever K 72127 and K 72130 | 0 |  | 0
4454 |  |  |  | K 81192 | Threaded Pin for Support K 81260 | 0 |  | 0
4455 |  |  |  | K 47215 | Threaded Rod for Emergency Operating Arrangement | 0 |  | 0
4456 |  |  |  | K 47038 | Threaded Rod for Emergency Operating Arrangement | 0 |  | 0
4457 |  |  |  | PRO-PF 102-317 | Threaded Taper Pin | 0 |  | 0 | pc/s
4458 |  |  |  | PRO-PF 75-80 | Threaded Taper Pin | 0 |  | 0 | pc/s
4459 |  |  |  | PRO-PF 71-8 | Threaded Taper Pin | 0 |  | 0 | pc/s
4460 |  |  |  | PRO-PF 20-354 | Threaded Taper Pin | 0 |  | 0 | pc/s
4461 |  |  |  | PRO-PF 50-422 | Threaded Taper Pin | 0 |  | 0 | pc/s
4462 |  |  |  | PRO-PF 32-117 | Threaded Taper Pin | 0 |  | 0 | pc/s
4463 |  |  |  | PRO-PF 96-212 | Threaded Taper Pin | 0 |  | 0 | pc/s
4464 |  |  |  | PRO-PF 100-366 | Threaded Taper Pin | 0 |  | 0 | pc/s
4465 |  |  |  | PRO-PF 96-117 | Threaded Taper Pin | 0 |  | 0 | pc/s
4466 |  |  |  | PRO-PF 50-191 | Threaded Taper Pin | 0 |  | 0 | pc/s
4467 | Local |  |  | PRO-PF 30-2 | Threaded Taper Pin, PF 30-2 | 70 | 0 | 0 | pc/s | PRO-WH-RM1 | PROGEN | Drawer 2.3 Side Wall
4468 |  |  |  | PRO-PF 71-12 | Threaded Taper Pin/Bolt | 0 |  | 0 | pc/s
4469 |  |  |  | K 84468 | Threaded Union for Visual Flow Control | 0 |  | 0
4470 |  |  |  | K 43537 | Throttle-type Non return valve, complete for Starting-air Stop Valve | 0 |  | 0
4471 |  |  |  | K 46329 | Throttle-type Non-return Valve for Valve Plate | 0 |  | 0
4472 | Local |  |  | PRO-PF 96-98 | Thrust Ball Bearing | 5 | 0 | 0 | set/s | WH - Rm1 | PROGEN | Rack 4-A
4473 |  |  |  | PRO-PF 50-98 | Thrust Ball Bearing | 0 |  | 0 | pc/s
4474 |  |  |  | PRO-PF 59-113A | Thrust Ball Bearing | 0 |  | 0 | pc/s
4475 |  |  |  | K 12061 B | Thrust bearing ring halves | 0 |  | 0
4476 |  |  |  | K 12061 A | Thrust bearing ring halves (New) | 0 |  | 0
4477 |  |  |  | PRO-PF 134-238A | Thrust Berg Feed pipe | 0 |  | 0 | pc/s
4478 |  |  |  | PRO-PF 134-219 | Thrust Berg Leak Oil Pipe | 0 |  | 0 | pc/s
4479 |  |  |  | K 11035 | Thrust Bolt, Complete for Main Bearings | 0 |  | 0
4480 |  |  |  | PRO-PF 75-246 | Thrust Collar | 0 |  | 0 | pc/s
4481 |  |  |  | K 55030 | Thrust Plate for Roller K 55028 | 0 |  | 0
4482 |  |  |  | K 71034 | Thrust Ring for Bolt K 71033 | 0 |  | 0
4483 |  |  |  | K 74132 | Thrust Ring for Gear Wheel K 74126 | 0 |  | 0
4484 |  |  |  | K 34132 | Thrust Ring for Operating Piston | 0 |  | 0
4485 |  |  |  | K 32386 | Thrust Ring for Worm K 32323 | 0 |  | 0
4486 |  |  |  | K 43170 | Thrust Washer for Distributing Disc K 43169 | 0 |  | 0
4487 |  |  |  | K 46148 | Thrust Washer for Intermediate Wheel Support K 46146 | 0 |  | 0
4488 |  |  |  | K 44108 | Thrust washer for roller K 44104 | 0 |  | 0
4489 |  |  |  | K 43162 | Thrust Washer for Starting Device K 43161 | 0 |  | 0
4490 |  |  |  | PRO-PF 128-636 | Tie Bolt | 0 |  | 0 | pc/s
4491 |  |  |  | PRO-PF 128-637 | Tie Bolt | 0 |  | 0 | pc/s
4492 |  |  |  | PRO-PF 128-638A | Tie Bolt | 0 |  | 0 | pc/s
4493 |  |  |  | PRO-PF 128-639 | Tie Bolt | 0 |  | 0 | pc/s
4494 |  |  |  | PRO-PF 128-607A | Tie Bolt | 0 |  | 0 | pc/s
4495 |  |  |  | PRO-PF 128-720 | Tie Bolt | 0 |  | 0 | pc/s
4496 |  |  |  | PRO-PF 128-608A | Tie Bolt | 0 |  | 0 | pc/s
4497 |  |  |  | PRO-PF 128-721 | Tie Bolt | 0 |  | 0 | pc/s
4498 |  |  |  | PRO-PF 5-103 | Tie Bolt (SEMT) | 0 |  | 0 | pc/s
4499 | Local |  |  | PRO-PF 5-3A | Tie Rod | 56 | 0 | 0 | pc/s | PRO-WH-RM1 | PROGEN | Rack 2-B
4500 | Local |  |  | PRO-PF 1-3 | Tie Rod | 9 | 0 | 0 | pc/s | WH - Rm1 | PROGEN | Rack 1-D
4501 | Local |  |  | PRO-PF 5-3B | Tie Rod | 85 | 0 | 0 | pc/s | PRO-WH-RM1 | PROGEN | Rack 2-B
4502 |  |  |  | K 19101 | Tie Rod | 0 |  | 0
4503 | Local |  |  | PRO-PF 8-3 | Tie Rod | 220 | 0 | 0 | pc/s | PRO-WH-RM1 | PROGEN | Beside Wall & Rack 5
4504 | Local |  |  | PRO-PF 1-7 | Tie Rod Nut, PF 1-7 | 40 | 0 | 0 | pc/s | PRO-WH-RM1 | PROGEN | Rack 2-A
4505 |  |  |  | K 19100 | Tie Rod, Complete | 0 |  | 0
4506 |  |  |  | PRO-PF 10-30 | Tie Rod, PF 10-30 | 0 |  | 0 | pc/s
4507 | Local |  |  | PRO-PF 10-30A | Tie Rod, PF 10-30A | 64 | 0 | 0 | pc/s | PRO-WH-RM1 | PROGEN | Rack 2-C
4508 | Local |  |  | PRO-PF 10-30B | Tie Rod, PF 10-30B | 104 | 0 | 0 | pc/s | PRO-WH-RM1 | PROGEN | Rack 2-C
4509 | Local |  |  | PRO-PF 10-30C | Tie Rod, PF 10-30C | 1 | 0 | 0 | pc/s | PRO-WH-RM1 | PROGEN | Rack 2-C
4510 | Local |  |  | CON-CON_1018 | Tie Wire, #16 | 0 | 55 | 0 | kg/s
4511 |  |  |  | PRO-PF 52-11 | Tighness | 0 |  | 0
4512 |  |  |  | PRO-PF 136-725 | Tightening Collar | 0 |  | 0 | pc/s
4513 |  |  |  | PRO-PF 134-329 | Tightness | 0 |  | 0 | pc/s
4514 |  |  |  | PRO-PF 96-321 | Tightness | 0 |  | 0 | pc/s
4515 |  |  |  | PRO-PF 135-319 | Tightness | 0 |  | 0 | pc/s
4516 |  |  |  | PRO-PF 32-65 | Tightness | 0 |  | 0 | pc/s
4517 |  |  |  | PRO-PF 75-70 | Tightness | 0 |  | 0 | pc/s
4518 |  |  |  | PRO-PF 73-20 | Tightness | 0 |  | 0 | pc/s
4519 |  |  |  | PRO-PF 134-742 | Timing Gear End Feed Pipe | 0 |  | 0 | pc/s
4520 |  |  |  | PRO-PF 134-642 | Timing Gear End Lubricating | 0 |  | 0 | pc/s
4521 |  |  |  | PRO-PF 50-107 | Tongued Washer | 0 |  | 0 | pc/s
4522 |  |  |  | PRO-PF 60-227 | Tongued Washer | 0 |  | 0 | pc/s
4523 |  |  |  | PRO-PF 60-228 | Tongued Washer | 0 |  | 0 | pc/s
4524 |  |  |  | PRO-PF 65-22 | Tongued Washer | 0 |  | 0 | pc/s
4525 |  |  |  | PRO-PF 60-51 | Tongued Washer | 0 |  | 0 | pc/s
4526 |  |  |  | PRO-PF 16-16 | Tongued Washer | 0 |  | 0 | pc/s
4527 |  |  |  | PRO-PF 50-17 | Tongued Washer | 0 |  | 0 | pc/s
4528 |  |  |  | PRO-PF 102-88 | Tongued Washer | 0 |  | 0 | pc/s
4529 |  |  |  | PRO-PF 102-942 | Tongued Washer | 0 |  | 0 | pc/s
4530 |  |  |  | PRO-PF 50-125 | Tongued Washer | 0 |  | 0 | pc/s
4531 |  |  |  | PRO-PF 50-126 | Tongued Washer | 0 |  | 0 | pc/s
4532 |  |  |  | PRO-PF 128-51 | Tongued Washer | 0 |  | 0 | pc/s
4533 |  |  |  | PRO-PF 50-127 | Tongued Washer | 0 |  | 0 | pc/s
4534 |  |  |  | PRO-PF 128-52 | Tongued Washer | 0 |  | 0 | pc/s
4535 |  |  |  | PRO-PF 25-124 | Tongued Washer | 0 |  | 0 | pc/s
4536 |  |  |  | PRO-PF 62-4A | Tongued Washer | 0 |  | 0 | pc/s
4537 |  |  |  | PRO-PF 102-210 | Tongued Washer | 0 |  | 0 | pc/s
4538 |  |  |  | PRO-PF 60-46 | Tongued Washer | 0 |  | 0 | pc/s
4539 |  |  |  | PRO-PF 140-91A | Tongued Washer | 0 |  | 0 | pc/s
4540 | Local |  |  | ENG-PIE_1016 | Tongued Washer (DxWxL) 13mmx33mmx48mm | 8 | 0 | 0 | pc/s | PRO-WH-RM1 | PROGEN | Drawer 5.3 Side Wall
4541 | Local |  |  | ENG-PIE_1015 | Tongued Washer (DxWxL) 17mmx39mmx47mm | 39 | 0 | 0 | pc/s | PRO-WH-RM1 | PROGEN | Drawer 5.3 Side Wall
4542 | Local |  |  | ENG-PIE_1014 | Tongued Washer (DxWxL) 18mmx15mmx50mm | 70 | 0 | 0 | pc/s | PRO-WH-RM1 | PROGEN | Drawer 5.3 Side Wall
4543 | Local |  |  | ENG-PIE_1017 | Tongued Washer (DxWxL) 24mmx49mmx66mm | 240 | 0 | 0 | pc/s | PRO-WH-RM1 | PROGEN | Drawer 5.3 Side Wall
4544 | Local |  |  | PRO-PF 20-47 | Tongued Washer / Lockwasher, PF 20-47 | 90 | 0 | 0 | pc/s | PRO-WH-RM1 | PROGEN | Drawer 3.4 Side Wall
4545 |  |  |  | PRO-PF 103-52 | Tongued Washer, "NIIGATA" | 0 |  | 0 | pc/s
4546 | Local |  |  | PRO-PF 16-4 | Tongued Washer, PF 16-4 | 46 | 0 | 0 | pc/s | PRO-WH-RM1 | PROGEN | Drawer 1.2 Side Wall
4547 | Local |  |  | PRO-PF 32-942 | Tongued Washer, PF 32-942 | 38 | 0 | 0 | pc/s | PRO-WH-RM1 | PROGEN | Drawer 2.4 Side Wall
4548 | Local |  |  | PRO-PF 96-317 | Tongued Washer, PF 96-317 | 54 | 0 | 0 | pc/s | PRO-WH-RM1 | PROGEN | Drawer 4.2 Side Wall
4549 |  |  |  | K 49729 | Toodhed Segment for Pointer K 49728 | 0 |  | 0
4550 |  |  |  | PRO-PF 102-14 | Toothed Washer | 0 |  | 0 | pc/s
4551 |  |  |  | K 42110 | Toothed Wheel for Camshaft | 0 |  | 0
4552 |  |  |  | PRO-PF 65-205 | Toothed Wheel left | 0 |  | 0 | pc/s
4553 |  |  |  | PRO-PF 65-204 | Toothed Wheel right | 0 |  | 0 | pc/s
4554 |  |  |  | PRO-PF 128-5C | Top Bend | 0 |  | 0 | pc/s
4555 |  |  |  | PRO-PF 128-11B | Top Bend | 0 |  | 0 | pc/s
4556 |  |  |  | PRO-PF 128-10 | Top Branch Pipe | 0 |  | 0 | pc/s
4557 |  |  |  | PRO-PF 128-3 | Top Branch Pipe | 0 |  | 0 | pc/s
4558 |  |  |  | PRO-PF 128-9A | Top Branch Pipe | 0 |  | 0 | pc/s
4559 |  |  |  | PRO-PF 73-1 | Top Half Cover | 0 |  | 0 | pc/s
4560 |  |  |  | PRO-PF 73-3 | Top Half Cover | 0 |  | 0 | pc/s
4561 |  |  |  | PRO-PF 73-15 (A) | Top Half Ring | 0 |  | 0 | pc/s
4562 |  |  |  | PRO-PF 71-105 | Top Half Shell | 0 |  | 0 | pc/s
4563 |  |  |  | PRO-PF 1-6 | Top Half Shell | 0 |  | 0 | pc/s
4564 | Local |  |  | PRO-PF 32-2 | Top Half Shell | 34 | 0 | 0 | pc/s
4565 |  |  |  | PRO-PF 3-4 | Top Half Shell | 0 |  | 0 | pc/s | PRO-WH-RM1 | PROGEN | Side Wall Rack
4566 | Local |  |  | PRO-PF 71-5 | Top Half Shell | 5 | 0 | 0 | pc/s | PRO-WH-RM1 | PROGEN | Rack 7-A
4567 | Local |  |  | PRO-PF 3-4A | Top Half Shell (0.5 mm) | 22 | 0 | 0 | pc/s | PRO-WH-RM1 | PROGEN | Side Wall Rack
4568 | Local |  |  | PRO-PF 3-4B | Top Half Shell (1 mm) | 3 | 0 | 0 | pc/s | PRO-WH-RM1 | PROGEN | Side Wall Rack
4569 | Local |  |  | PRO-PF 1-6B | Top Half Shell (1.5mm) | 4 | 0 | 0 | pc/s | PRO-WH-RM1 | PROGEN | Side Wall Rack
4570 | Local |  |  | PRO-PF 1-6A | Top Half Shell (1mm) | 3 | 0 | 0 | pc/s | PRO-WH-RM1 | PROGEN | Side Wall Rack
4571 | Local |  |  | PRO-PF 3-4C | Top Half Shell (2 mm) | 7 | 0 | 0 | pc/s | PRO-WH-RM1 | PROGEN | Side Wall Rack
4572 | Local |  |  | PRO-PF 1-6C | Top Half Shell (2mm ) | 7 | 0 | 0 | pc/s | PRO-WH-RM1 | PROGEN | Side Wall Rack
4573 | Local |  |  | PRO-PF 1-6D | Top Half Shell (3 mm) | 2 | 0 | 0 | pc/s | PRO-WH-RM1 | PROGEN | Side Wall Rack
4574 | Local |  |  | PRO-PF 3-4D | Top Half Shell (3 mm) | 12 | 0 | 0 | pc/s | PRO-WH-RM1 | PROGEN | Side Wall Rack
4575 | Local |  |  | PRO-PF 1-6E | Top Half Shell (4 mm) | 4 | 0 | 0 | pc/s | PRO-WH-RM1 | PROGEN | Side Wall Rack
4576 | Local |  |  | PF 3-4E | Top Half Shell (4mm) | 1 | 0 | 0 | pc/s | PRO-WH-RM1 | PROGEN | Side Wall Rack
4577 | Local |  |  | PRO-PF 1-6F | Top Half Shell (6 mm) | 1 | 0 | 0 | pc/s | PRO-WH-RM1 | PROGEN | Side Wall Rack
4578 | Local |  |  | PRO-PF 1-6G | Top Half Shell (7 mm) | 1 | 0 | 0 | pc/s | PRO-WH-RM1 | PROGEN | Side Wall Rack
4579 |  |  |  | PRO-PF 129-1 | Top Lagging Cover | 0 |  | 0 | pc/s
4580 |  |  |  | PRO-PF 129-2 | Top Lagging Cover | 0 |  | 0 | pc/s
4581 |  |  |  | PRO-PF 129-3 | Top Lagging Cover | 0 |  | 0 | pc/s
4582 | Local |  |  | PRO-PF 5-20 | Top Ring, PF 5-20 | 16 | 0 | 0 | pc/s | PRO-WH-RM1 | PROGEN | Rack 9-B
4583 |  |  |  | PRO-PF 30-101 | Top Spring Collar | 0 |  | 0 | pc/s
4584 |  |  |  | PRO-PF 32-2/4 | Top/Bottom Half Shell | 0 |  | 0 | pc/s
4585 |  |  |  | K 45035 | Torsion Spring for Governing Linkage | 0 |  | 0
4586 |  |  |  | K 46185 | Torsion Spring for Shaft K 46166 | 0 |  | 0
4587 |  |  |  | PRO-PF 32-7 | Tounged Washer | 0 |  | 0 | pc/s
4588 |  |  |  | PRO-PF 128-42A | Tounged Washer | 0 |  | 0 | pc/s
4589 |  |  |  | PRO-PF 96-214 | Tounged Washer | 0 |  | 0 | pc/s
4590 |  |  |  | K 27755 | Transition Nipple for Indicator Valve | 0 |  | 0
4591 |  |  |  | K 49725 | Transmitter for Remote Load Indicator | 0 |  | 0
4592 |  |  |  | K 49601 | Transmitter for Remote Tachometer | 0 |  | 0
4593 |  |  |  | K 49600 | Transmitter for Remote Tachometer, Complete | 0 |  | 0
4594 |  |  |  | PRO-PF 25-107 | Tranverse Pin | 0 |  | 0 | pc/s
4595 |  |  |  | PRO-PF 103-101 | Tripcylinder | 0 |  | 0 | pc/s
4596 |  |  |  | AUX-PAR_1157 | Trully Whee Gear complete, 216mmx72mmx23mmx4mm | 0 |  | 0 | pc/s | PRO-WH-RM1 | PROGEN | Aux Rack 2-C
4597 |  |  |  | PRO-PF 5-12 | Tube | 0 |  | 0 | pc/s
4598 |  |  |  | PRO-PF 62-5B | Tube | 0 |  | 0 | pc/s
4599 |  |  |  | PRO-PF 92-1 | Tube | 0 |  | 0 | pc/s
4600 |  |  |  | PRO-PF 134-540 | Tube | 0 |  | 0 | pc/s
4601 |  |  |  | PRO-PF 62-2 | Tube | 0 |  | 0 | pc/s
4602 |  |  |  | PRO-PF 62-3B | Tube | 0 |  | 0 | pc/s
4603 |  |  |  | PRO-PF 62-4B | Tube | 0 |  | 0 | pc/s
4604 | Local |  |  | AUX-PAR_1028 | Tube Sensor, JWA 125 | 1 | 0 | 0 | pc/s | PRO-WH-RM1 | PROGEN | Aux Rack 1-B
4605 |  |  |  | _1024 | Tubular Seal 15mm x 1.5mm | 0 |  | 0
4606 |  |  |  | _1013 | Tubular Seal 15mm x 1.5mm | 0 |  | 0 | pc/s
4607 |  |  |  | _1026 | Tubular Seal 15mm x 1.85mm | 0 |  | 0
4608 |  |  |  | _1015 | Tubular Seal 15mm x 1.85mm | 0 |  | 0 | pc/s
4609 |  |  |  | _1025 | Tubular Seal 15mm x 1.8mm | 0 |  | 0
4610 |  |  |  | _1014 | Tubular Seal 15mm x 1.8mm | 0 |  | 0 | pc/s
4611 |  |  |  | _1028 | Tubular Seal 15mm x 2.15mm | 0 |  | 0
4612 |  |  |  | _1017 | Tubular Seal 15mm x 2.15mm | 0 |  | 0 | pc/s
4613 |  |  |  | _1018 | Tubular Seal 15mm x 2.2mm | 0 |  | 0 | pc/s
4614 |  |  |  | _1029 | Tubular Seal 15mm x 2.2mm | 0 |  | 0
4615 |  |  |  | _1027 | Tubular Seal 15mm x 2mm | 0 |  | 0
4616 |  |  |  | _1016 | Tubular Seal 15mm x 2mm | 0 |  | 0 | pc/s
4617 |  |  |  | K 16227 | Tubular Sealing for K 16220 and K 16222 | 0 |  | 0
4618 |  |  |  | K 16226 | Tubular Sealing for K 16221 | 0 |  | 0
4619 |  |  |  | K 16104 | Tubular Sealing for Side Covers K 16101 and K 16120 | 0 |  | 0
4620 | Local |  |  | VTR-Blade | Turbine Blade (Pielstick) | 41 | 0 | 0 | pc/s | PRO-WH-RM1 | PROGEN | Rack 8-A
4621 |  |  |  | VTR-4012P | Turbine blade for VTR 401 | 0 |  | 0 | pc/s
4622 |  |  |  | VTR-39 | Turbineside oil pump PN 3900 | 0 |  | 0 | pc/s
4623 |  |  |  | PRO-PF 149-1 | Turbo Blower | 0 |  | 0 | pc/s
4624 |  |  |  | ENG-PIE_1092 | Turbo Charger Assembly | 0 |  | 0 | assy/s
4625 |  |  |  | ENG-PIE_1093 | Turbo Charger Attachment | 0 |  | 0 | lot
4626 |  |  |  | ENG-PIE_1094 | Turbo Charger Pipe Support/Stand | 0 |  | 0 | pc/s
4627 |  |  |  | VTR-105 | Turbocharger Guide Bush | 0 |  | 0 | pc/s
4628 |  |  |  | PRO-PF 75-101 | Turning Device Housing/Turning Cover | 0 |  | 0 | pc/s
4629 |  |  |  | PRO-PF 135-901 | U Bolt | 0 |  | 0 | pc/s
4630 |  |  |  | PRO-PF 130-104 | U Bolt | 0 |  | 0 | pc/s
4631 |  |  |  | PRO-PF 125-10 | U Bolt | 0 |  | 0 | pc/s
4632 |  |  |  | PRO-PF 134-264B | U Bolt | 0 |  | 0 | pc/s
4633 |  |  |  | PRO-PF 136-992 | U bolt | 0 |  | 0 | pc/s
4634 |  |  |  | PRO-PF 136-148 | Union | 0 |  | 0 | pc/s
4635 |  |  |  | PRO-PF 103-6B | Union | 0 |  | 0 | pc/s
4636 |  |  |  | PRO-PF 136-633 | Union | 0 |  | 0 | pc/s
4637 |  |  |  | PRO-PF 136-149 | Union | 0 |  | 0 | pc/s
4638 |  |  |  | PRO-PF 134-30 | Union | 0 |  | 0 | pc/s
4639 |  |  |  | PRO-PF 62-6B | Union | 0 |  | 0 | pc/s
4640 |  |  |  | PRO-PF 50-114 | Union | 0 |  | 0 | pc/s
4641 |  |  |  | PRO-PF 134-46 | Union | 0 |  | 0 | pc/s
4642 |  |  |  | PRO-PF 103-47 | Union | 0 |  | 0 | pc/s
4643 |  |  |  | PRO-PF 73-33 | Union | 0 |  | 0 | pc/s
4644 |  |  |  | PRO-PF 134-183 | Union | 0 |  | 0 | pc/s
4645 |  |  |  | PRO-PF 134-47 | Union | 0 |  | 0 | pc/s
4646 |  |  |  | PRO-PF 134-19 | Union | 0 |  | 0 | pc/s
4647 |  |  |  | PRO-PF 73-18 | Union | 0 |  | 0 | pc/s
4648 |  |  |  | PRO-PF 50-483 | Union | 0 |  | 0 | pc/s
4649 |  |  |  | PRO-PF 103-4B | Union | 0 |  | 0 | pc/s
4650 |  |  |  | PRO-PF 103-5B | Union | 0 |  | 0 | pc/s
4651 | Local |  |  | PRO-PF 135-270A | Union Bolt | 105 | 0 | 0 | pc/s | PRO-WH-RM1 | PROGEN | Rack 4-B
4652 | Local |  |  | PRO-PF 40-107 | Union Bolt | 110 | 0 | 0 | pc/s | PRO-WH-RM1 | PROGEN | Rack 4-B
4653 |  |  |  | PRO-PF 136-228 | Union Bolt | 0 |  | 0 | pc/s
4654 | Local |  |  | PRO-PF 40-108 | Union Bolt | 56 | 0 | 0 | pc/s | PRO-WH-RM1 | PROGEN | Rack 4-B
4655 |  |  |  | PRO-PF 134-118A | Union Bolt | 0 |  | 0 | pc/s
4656 | Local |  |  | PRO-PF-Banjo Bolt | Union Bolt | 41 | 0 | 0 | pc/s | PRO-WH-RM1 | PROGEN | Rack 4-C
4657 |  |  |  | PRO-PF 135-126 | Union Bolt | 0 |  | 0 | pc/s
4658 |  |  |  | PRO-PF 134-90A | Union Bolt | 0 |  | 0 | pc/s
4659 |  |  |  | PRO-PF 134-119A | Union Bolt | 0 |  | 0 | pc/s
4660 |  |  |  | PRO-PF 130-30 | Union Elbow | 0 |  | 0 | pc/s
4661 |  |  |  | PRO-PF 59-30A | Union Joint | 0 |  | 0 | pc/s
4662 |  |  |  | PRO-PF 142-126 | Union Joint | 0 |  | 0 | pc/s
4663 | Local |  |  | PRO-PF 142-261D | Union Joint | 1 | 0 | 0 | pc/s | PRO-WH-RM1 | PROGEN | Rack 6-C
4664 | Local |  |  | PRO-PF 142-261A | Union Joint | 22 | 0 | 0 | pc/s | PRO-WH-RM1 | PROGEN | Rack 5-C
4665 |  |  |  | PRO-PF 75-7A | Union Joint | 0 |  | 0 | pc/s
4666 |  |  |  | PRO-PF 134-83 | Union Joint | 0 |  | 0 | pc/s
4667 |  |  |  | PRO-PF 142-29 | Union Joint | 0 |  | 0 | pc/s
4668 |  |  |  | PRO-PF 140-57 | Union Joint | 0 |  | 0 | pc/s
4669 | Local |  |  | PRO-PF 142-261B | Union Joint w/ elbow | 27 | 0 | 0 | pc/s | PRO-WH-RM1 | PROGEN | Rack 5-C
4670 | Local |  |  | PRO-PF 142-261C | Union Joint w/o head | 3 | 0 | 0 | pc/s | PRO-WH-RM1 | PROGEN | Rack 6-C
4671 |  |  |  | PRO-PF 142-175 | Union Male | 0 |  | 0 | pc/s
4672 |  |  |  | K 34104 | Upper Ball Socket | 0 |  | 0
4673 |  |  |  | K 33210 | Upper Bearing Half | 0 |  | 0
4674 |  |  |  | K 12001 | Upper Bearing Half Shell for Crankshaft Bearing | 0 |  | 0
4675 |  |  |  | AUX-PAR_1264 | Upper Bearing Housing Cover, SJ6-V3, PN-6013003 | 0 |  | 0 | pc/s | PRO-WH-RM1 | PROGEN | Rack 3-D
4676 |  |  |  | AUX-PAR_1231 | Upper Bearing Inner Case, SJ6-V9 | 0 |  | 0 | pc/s | PRO-WH-RM1 | PROGEN | Rack 3-C
4677 |  |  |  | PRO-PF 136-32 | Upper Casing | 0 |  | 0 | pc/s
4678 |  |  |  | K 46317 | Upper Connecting Rail for Valve Plate | 0 |  | 0
4679 |  |  |  | PRO-PF 15-11 | Upper Guide Bush | 0 |  | 0 | pc/s
4680 | Local |  |  | PRO-PF 15-11/31 (A) | Upper Guide Bush (PF 15-11/31) | 113 | 0 | 0 | pc/s | PRO-WH-RM1 | PROGEN | Container beside Rack 3
4681 | Local |  |  | PRO-PF 15-11/31 (B) | Upper Guide Bush (PF 15-11/31B) | 89 | 0 | 0 | pc/s | PRO-WH-RM1 | PROGEN | Container beside Rack 3
4682 |  |  |  | PRO-PF 15-31B | Upper Guide Bush (plain) | 0 |  | 0 | pc/s | PRO-WH-RM1 | PROGEN | Container beside Rack 3
4683 | Local |  |  | PRO-PF 15-11/31 | Upper Guide Bush, PF 15-11/31A | 77 | 0 | 0 | pc/s | PRO-WH-RM1 | PROGEN | Container beside Rack 3
4684 |  |  |  | K 12022 | Upper Half of Housing for Bearing Housing | 0 |  | 0
4685 |  |  |  | K 81473 | Upper Insulating Plate for K 81451 and K 81491 | 0 |  | 0
4686 |  |  |  | K 81474 | Upper Insulating Plate for K 81451 and K 81491 | 0 |  | 0
4687 |  |  |  | K 81475 | Upper Insulating Plate for K 81451 and K 81491 | 0 |  | 0
4688 |  |  |  | K 81554 | Upper Insulating Plate for K 81530 | 0 |  | 0
4689 |  |  |  | K 81664 | Upper Insulating Plate for K 81640 | 0 |  | 0
4690 |  |  |  | PRO-PF 97-29/30 | Upper Longitudinal Joint | 0 |  | 0 | pc/s
4691 |  |  |  | K 34101 | Upper Part of Piston for Operating Piston (Piston Crown) | 0 |  | 0
4692 | Local |  |  | PRO-PF 1-11 | Upper Piece (Pulled Out) | 4 | 0 | 0 | pc/s | PRO-WH-RM1 | PROGEN | Side Wall Rack
4693 | Local |  |  | PRO-PF 1-11 | Upper Piece, PF 1-11 | 10 | 0 | 0 | pc/s | PRO-WH-RM1 | PROGEN | Rack 2-B
4694 | Local |  |  | PRO-PF 30-18 | Upper Spring Collar, PF 30-18 | 3 | 0 | 0 | pc/s | PRO-WH-RM1 | PROGEN | Drawer 4.2 Side Wall
4695 |  |  |  | K 27528 | Upper spring Plate for Exhaust Valve | 0 |  | 0
4696 |  |  |  | K 55010 | Upper Spring Plate for Fuel Injection Pump | 0 |  | 0
4697 |  |  |  | K 27501 | Upper Spring Plate for Inlet and Exhaust Valve | 0 |  | 0
4698 |  |  |  | AUX-PAR_1233 | Upper Spring, For Purifier, | 0 |  | 0 | pc/s | PRO-WH-RM1 | PROGEN | Rack 3-C
4699 | Local |  |  | PRO-PF 20-71 | Upper Tappet | 127 | 0 | 0 | pc/s | PRO-WH-RM1 | PROGEN | Rack 3-C
4700 |  |  |  | PRO-PF 59-7B | Upper Tie-Rod | 0 |  | 0 | pc/s
4701 |  |  |  | AUX-PAR_1199 | Upper Trap SJ6 | 0 |  | 0 | pc/s | PRO-WH-RM1 | PROGEN | Rack 3-B
4702 |  |  |  | PRO-PF 15-31/910B | Upper/Lower Guide Bush | 0 |  | 0 | pc/s
4703 | Local |  |  | PRO-PF 73-38 | V Packing | 2 | 0 | 0 | mtr/s | PRO-WH-RM1 | PROGEN | Oring Drawer 2
4704 |  |  |  | PRO-PF 73-8 | V Packing | 0 |  | 0 | pc/s
4705 |  |  |  | PRO-PF 68-101 | Valve | 0 |  | 0 | pc/s
4706 | Local |  |  | PRO-PF 18-52 | Valve | 28 | 0 | 0 | pc/s | PRO-WH-RM1 | PROGEN | Rack 3-B
4707 |  |  |  | PRO-PF 30-106 | Valve | 0 |  | 0 | pc/s
4708 |  |  |  | PRO-PF 17-219 | Valve | 0 |  | 0 | pc/s
4709 |  |  |  | PRO-PF 25-002 | Valve | 0 |  | 0 | pc/s
4710 |  |  |  | PRO-PF 18-2 | Valve | 0 |  | 0 | pc/s
4711 | Local |  |  | PRO-PF 54-14 | Valve (SEMT) | 4 | 0 | 0 | pc/s | PRO-WH-RM1 | PROGEN | Rack 4-A
4712 |  |  |  | ECV-01 | Valve 130H | 0 |  | 0
4713 |  |  |  | _1005 | Valve 130H | 0 |  | 0 | pc/s
4714 |  |  |  | ECV-03 | Valve 130HL | 0 |  | 0
4715 |  |  |  | _1006 | Valve 130HL | 0 |  | 0 | pc/s
4716 |  |  |  | _1007 | Valve 131HA | 0 |  | 0 | pc/s
4717 |  |  |  | ECV-04 | Valve 131HA | 0 |  | 0
4718 |  |  |  | _1009 | Valve 50H | 0 |  | 0 | pc/s
4719 |  |  |  | ECV-06 | Valve 50H | 0 |  | 0
4720 |  |  |  | _1008 | Valve 53HA | 0 |  | 0 | pc/s
4721 |  |  |  | ECV-05 | Valve 53HA | 0 |  | 0
4722 |  |  |  | K 44114 | Valve Actuating Rod, complete, PN 3446420242 | 0 |  | 0
4723 | Local |  |  | PRO-PF 17-117 | Valve Assembly | 10 | 0 | 0 | pc/s | PRO-WH-RM1 | PROGEN | Rack 3-A
4724 | Local |  |  | PRO-PF 17-117/121 | Valve Assembly/Spring Pin | 2 | 0 | 0 | pc/s | PRO-WH-RM1 | PROGEN | Rack 3-A
4725 | Local |  |  | PRO-PF 17-117/121/219 | Valve Assembly/Spring Pin/Valve | 2 | 0 | 0 | pc/s | PRO-WH-RM1 | PROGEN | Rack 3-A
4726 | Local |  |  | PRO-PF 17-117/121/219 | Valve Assembly/Spring Pin/Valve | 32 | 0 | 0 | pc/s | PRO-WH-RM1 | PROGEN | Rack 3-A
4727 | Local |  |  | PRO-PF 17-117/219 | Valve Assembly/Valve | 18 | 0 | 0 | pc/s | PRO-WH-RM1 | PROGEN | Rack 3-A
4728 | Local |  |  | PRO-PF 17-109 | Valve Body | 30 | 0 | 0 | pc/s | PRO-WH-RM1 | PROGEN | Rack 1-D
4729 |  |  |  | PRO-PF 19-101 | Valve Body | 0 |  | 0 | pc/s
4730 | Local |  |  | PRO-PF 18-51 | Valve Body | 6 | 0 | 0 | pc/s | PRO-WH-RM1 | PROGEN | Rack 4-C
4731 |  |  |  | PRO-PF 18-1 | Valve Body | 0 |  | 0 | pc/s
4732 |  |  |  | N/A | Valve Body for Fuel Pressure Valve | 0 |  | 0
4733 |  |  |  | K 27254 | Valve Body for Fuel Pressure Valve | 0 |  | 0
4734 |  |  |  | K 74134 | Valve Body for Fuel Transfer Pump | 0 |  | 0
4735 |  |  |  | K 43560 | Valve Body for Pilot Valve | 0 |  | 0
4736 |  |  |  | K 27703 | Valve body for Relief Valve | 0 |  | 0
4737 |  |  |  | K 86053 | Valve Body for Relief Valve | 0 |  | 0
4738 |  |  |  | PRO-PF 30-105 | Valve Box | 0 |  | 0 | pc/s
4739 |  |  |  | K 42160 | Valve Cam for Camshaft | 0 |  | 0
4740 |  |  |  | K 16021 | Valve Casing for Crankcase Vent | 0 |  | 0
4741 |  |  |  | K 43540 | Valve Cone for Throttle-type Non return Valve | 0 |  | 0
4742 |  |  |  | AUX-PAR_1265 | Valve Cylinder, SJ-6081034 | 0 |  | 0 | pc/s | PRO-WH-RM1 | PROGEN | Rack 3-E
4743 |  |  |  | AUX-PAR_1266 | Valve Cylinder, SJ8000 | 0 |  | 0 | pc/s | PRO-WH-RM1 | PROGEN | Rack 3-E
4744 |  |  |  | K 44100 | Valve Drive, Complete, PN 3446420202 | 0 |  | 0
4745 |  |  |  | K 16006 | Valve Flap for Crankcase Vent | 0 |  | 0
4746 |  |  |  | K 47005 | Valve for Double Control Valve | 0 |  | 0
4747 |  |  |  | K 72172 | Valve for Excess-pressure Valve | 0 |  | 0
4748 |  |  |  | K 43122 | Valve for Starting-Air Sleeve Valve | 0 |  | 0
4749 |  |  |  | PRO-PF 22-901 | Valve Gear Casing | 0 |  | 0 | pc/s
4750 |  |  |  | PRO-PF 22-1 | Valve Gear Casing | 0 |  | 0 | pc/s
4751 |  |  |  | PRO-PF 19-101-3 | Valve Guide | 0 |  | 0 | pc/s
4752 |  |  |  | K 27112 | Valve Guide, PN 3446276061 | 0 |  | 0
4753 |  |  |  | PRO-PF 19-5 | Valve Holder | 0 |  | 0 | pc/s
4754 |  |  |  | K 27255 | Valve Housing for Fuel Pressure Valve | 0 |  | 0
4755 |  |  |  | K 74140 | Valve Housing for Fuel Transfer Pump | 0 |  | 0
4756 |  |  |  | K 43561 | Valve Piston for Pilot Valve | 0 |  | 0
4757 |  |  |  | K 16041 | Valve Plate for Crankcase Vent | 0 |  | 0
4758 |  |  |  | K 47151 | Valve Plate, Complete (Non-reversible Engine) | 0 |  | 0
4759 |  |  |  | K 46315 | Valve Plate, Complete for Control Element Box | 0 |  | 0
4760 |  |  |  | AUX-PAR_1270 | Valve Repair Kit | 0 |  | 0 | pc/s | PRO-WH-RM1 | PROGEN | Rack 4-D
4761 | Local |  |  | PRO-PF 19-6A | Valve Rod (Valve Stem), PF 19-6A | 32 | 0 | 0 | pc/s | PRO-WH-RM1 | PROGEN | Drawer 3.5 Side Wall
4762 | Local |  |  | PRO-PF 19-6B | Valve Rod (Valve Stem), PF 19-6B | 13 | 0 | 0 | pc/s | PRO-WH-RM1 | PROGEN | Drawer 3.5 Side Wall
4763 | Local |  |  | PRO-PF 15-740 | Valve Rotator Assembly | 20 | 0 | 0 | pc/s | PRO-WH-RM1 | PROGEN | Rack 3-B
4764 |  |  |  | PRO-PF 15-740/46 | Valve Rotator, Turnomat w/ Guide Adaptor | 0 |  | 0 | pc/s
4765 |  |  |  | ENG-PIE_1038 | Valve Rotator, Turnomat w/o Guide Adaptor | 0 |  | 0 | pc/s
4766 |  |  |  | PRO-PF 15-740 (old) | Valve Rotator/Rotocap/Turnomat | 0 |  | 0 | pc/s
4767 |  |  |  | PRO-PF 19-101-4 | Valve Seat | 0 |  | 0 | pc/s
4768 |  |  |  | PRO-PF 54-5 | Valve Seat | 0 |  | 0 | pc/s
4769 |  |  |  | K 43554 | Valve Seat for Automatic Starting Air Shut-off Valve | 0 |  | 0
4770 |  |  |  | K 16040 | Valve Seat for Crankcase Vent | 0 |  | 0
4771 |  |  |  | K 27108 | Valve Seat for Inlet & Exhaust | 0 |  | 0
4772 |  |  |  | K 43516 | Valve Seat for Non-return Valve K 43515 | 0 |  | 0
4773 |  |  |  | K 86052 | Valve Seat for Relief Valve | 0 |  | 0
4774 |  |  |  | K 43505 | Valve Seat for Valve Spindle K 43511 | 0 |  | 0
4775 |  |  |  | K 27702 | Valve seating for Relief Valve | 0 |  | 0
4776 |  |  |  | K 27511 | Valve Spindle for Inlet Valve, PN 3446270492 | 0 |  | 0
4777 |  |  |  | K 43511 | Valve Spindle for Starting-air Stop Valve | 0 |  | 0 | pc/s
4778 |  |  |  | K 27521 | Valve Sprindle for Exhaust Valve, PN 3446270562 | 0 |  | 0
4779 | Local |  |  | PRO-PF 15-22 | Valve Spring (Inner) | 187 | 0 | 0 | pc/s | PRO-WH-RM1 | PROGEN | Rack 5-A/B/C
4780 | Local |  |  | PRO-PF 15-23 | Valve Spring (Outer) | 182 | 0 | 0 | pc/s | PRO-WH-RM1 | PROGEN | Rack 5-A/B/C
4781 |  |  |  | AUX-PAR_1285 | Valve Steam, PN 6014013, SJ6-G15 | 0 |  | 0 | pc/s | PRO-WH-RM1 | PROGEN | Aux Rack 6-B, Drawer 2B
4782 | Local |  |  | AUX-PAR_1075 | Valve Stem | 1 | 0 | 0 | pc/s | PRO-WH-RM1 | PROGEN | Aux Rack 1-C Drawer 2.4
4783 |  |  |  | PRO-PF 19-101-2 | Valve Stem | 0 |  | 0 | pc/s
4784 |  |  |  | PRO-PF 19-6 Assy | Valve Stem (Assembly) | 0 |  | 0 | assy/s
4785 | Local |  |  | PRO-PF 30-10 | Valve Stopper, PF 30-10 | 54 | 0 | 0 | pc/s | PRO-WH-RM1 | PROGEN | O-ring Box #5
4786 |  |  |  | K 47027 | Valve Support for Emergency Operating Arrangement | 0 |  | 0
4787 |  |  |  | K 47211 | Valve Support for Emergency Operating Arrangement | 0 |  | 0
4788 |  |  |  | K 47153 | Valve Support for Valve Plate | 0 |  | 0
4789 |  |  |  | K 27527 | Valve Turning Device for the Exhaust Valve, PN 3446270400 | 0 |  | 0
4790 | Local |  |  | AUX-PAR_1030 | Valve w/ Lever (Oil Bath Filter) | 1 | 0 | 0 | pc/s | PRO-WH-RM1 | PROGEN | Aux Rack 1-B
4791 | Local |  |  | PRO-PF 19-7 | Valve/Needle Valve, PF 19-7 | 21 | 0 | 0 | pc/s | PRO-WH-RM1 | PROGEN | Drawer 3.3 Side Wall
4792 | Manila |  |  | CON-CHE_1001 | Vappro 868 VCI Corrosion Inbitor Wax Coating (4 liters/gallon) | 1 | 12320 | 0 | gal/s | PRO-WH-RM1 | PROGEN
4793 | Local |  |  | PRO-PF 40-2 | Vent Pipe | 26 | 0 | 0 | pc/s | PRO-WH-RM1 | PROGEN | Rack 1-B
4794 | Local |  |  | PRO-PF 40-6 | Vent Pipe for Cylinder | 5 | 0 | 0 | pc/s | PRO-WH-RM1 | PROGEN
4795 | Local |  |  | PRO-PF 40-6/7/16 | Vent Pipe for Cylinder | 122 | 0 | 0 | pc/s | PRO-WH-RM1 | PROGEN
4796 |  |  |  | AUX-PAR_1254 | Vertical Shaft, SJ-60036001 | 0 |  | 0 | pc/s | PRO-WH-RM1 | PROGEN | Rack 3-D
4797 |  |  |  | ENG-PIE_1058 | Vibration Damper Assembly | 0 |  | 0 | lot
4798 |  |  |  | K 84465 | Visual Flow Control, Eight-Positioned | 0 |  | 0
4799 |  |  |  | K 84463 | Visual Flow Control, Eight-Positioned, Complete | 0 |  | 0
4800 |  |  |  | K 84464 | Visual Flow Control, Six-Positioned | 0 |  | 0
4801 |  |  |  | K 84462 | Visual Flow Control, Six-Positioned, Complete | 0 |  | 0
4802 |  |  |  | ECV-09 | Viton-Nit O'Cord, 10.00mm CS, Hardness: 70-80 Shore A | 0 |  | 0 | pc/s
4803 | Local |  |  | ENG-PIE_1001 | VTR - Rotor Shroud Ring w/ Nozzle | 1 | 0 | 0 | pc/s | PRO-WH-RM1 | PROGEN
4804 |  |  |  | VTR-36 | VTR-401 Blower side gear oil pump PN3600 | 0 |  | 0 | pc/s
4805 | Local |  |  | ENG-PIE_1112 | VTR-Air Inlet Casing | 1 | 0 | 0 | pc/s | PRO-WH-RM1 | PROGEN
4806 | Local |  |  | ENG-PIE_1003 | VTR-Rotor Nozzle Ring | 3 | 0 | 0 | pc/s | PRO-WH-RM1 | PROGEN
4807 | Local |  |  | ENG-PIE_1002 | VTR-Rotor Shroud Ring | 2 | 0 | 0 | pc/s | PRO-WH-RM1 | PROGEN
4808 | Local |  |  | VTR-Wall Insert | Wall Insert | 1 | 0 | 0 | pc/s | PRO-WH-RM1 | PROGEN
4809 |  |  |  | VTR-401-PN77 | Wall Insert/Blower Casing Insert | 0 |  | 0 | pc/s
4810 |  |  |  | PRO-PF 18-18 | Washer | 0 |  | 0 | pc/s
4811 |  |  |  | PRO-PF 128-652 | Washer | 0 |  | 0 | pc/s
4812 |  |  |  | PRO-PF 59-11B | Washer | 0 |  | 0 | pc/s
4813 |  |  |  | PRO-PF 75-14 | Washer | 0 |  | 0 | pc/s
4814 |  |  |  | PRO-PF 57-14 | Washer | 0 |  | 0 | pc/s
4815 |  |  |  | PRO-PF 136-94B | Washer | 0 |  | 0 | pc/s
4816 |  |  |  | PRO-PF 128-644 | Washer | 0 |  | 0 | pc/s
4817 |  |  |  | PRO-PF 62-15 | Washer | 0 |  | 0 | pc/s
4818 |  |  |  | PRO-PF 136-4B | Washer | 0 |  | 0 | pc/s
4819 |  |  |  | PRO-PF 136-95 | Washer | 0 |  | 0 | pc/s
4820 |  |  |  | PRO-PF 136-48 | Washer | 0 |  | 0 | pc/s
4821 |  |  |  | PRO-PF 19-20 | Washer | 0 |  | 0 | pc/s
4822 |  |  |  | PRO-PF 40-16 | Washer | 0 |  | 0 | pc/s
4823 |  |  |  | PRO-PF 102-215 | Washer | 0 |  | 0 | pc/s
4824 |  |  |  | PRO-PF 142-901 | Washer | 0 |  | 0 | pc/s
4825 |  |  |  | PRO-PF 59-13B | Washer | 0 |  | 0 | pc/s
4826 |  |  |  | PRO-PF 103-107B | Washer | 0 |  | 0 | pc/s
4827 |  |  |  | PRO-PF 102-79 | Washer | 0 |  | 0 | pc/s
4828 |  |  |  | PRO-PF 30-116 | Washer | 0 |  | 0
4829 |  |  |  | PRO-PF 75-222 | Washer | 0 |  | 0 | pc/s
4830 |  |  |  | PRO-PF 42-3 | Washer | 0 |  | 0 | pc/s
4831 |  |  |  | PRO-PF 57-19 | Washer | 0 |  | 0 | pc/s
4832 |  |  |  | PRO-PF 135-697 | Washer | 0 |  | 0 | pc/s
4833 |  |  |  | PRO-PF 68-5 | Washer | 0 |  | 0 | pc/s
4834 |  |  |  | PRO-PF 128-50 | Washer | 0 |  | 0 | pc/s
4835 | Local |  |  | PRO-PF 32-940 | Washer | 44 | 0 | 0 | pc/s | PRO-WH-RM1 | PROGEN | Rack 5-D
4836 |  |  |  | PRO-PF 125-906 | Washer | 0 |  | 0 | pc/s
4837 |  |  |  | PRO-PF 102-109 | Washer | 0 |  | 0 | pc/s
4838 |  |  |  | PRO-PF 50-424 | Washer | 0 |  | 0 | pc/s
4839 |  |  |  | PRO-PF 19-101-6 | Washer | 0 |  | 0 | pc/s
4840 |  |  |  | PRO-PF 75-12B | Washer | 0 |  | 0 | pc/s
4841 |  |  |  | PRO-PF 128-642 | Washer | 0 |  | 0 | pc/s
4842 | Local |  |  | PRO-PF 15-Piston Ring | Washer | 40 | 0 | 0 | pc/s | PRO-WH-RM1 | PROGEN | Rack 3-B
4843 |  |  |  | PRO-PF 22-105-7 | Washer | 0 |  | 0 | pc/s
4844 |  |  |  | PRO-PF 136-45 | Washer | 0 |  | 0 | pc/s
4845 |  |  |  | PRO-PF 102-13B | Washer | 0 |  | 0 | pc/s
4846 |  |  |  | PRO-PF 54-123 | Washer | 0 |  | 0
4847 |  |  |  | PRO-PF 128-53 | Washer | 0 |  | 0 | pc/s
4848 |  |  |  | PRO-PF 128-643A | Washer | 0 |  | 0 | pc/s
4849 |  |  |  | PRO-PF 97-283 | Washer | 0 |  | 0 | pc/s
4850 |  |  |  | PRO-PF 25-57 | Washer | 0 |  | 0 | pc/s
4851 |  |  |  | ENG-PIE_1050 | Washer | 0 |  | 0 | pc/s
4852 |  |  |  | PRO-PF 128-5A | Washer | 0 |  | 0 | pc/s
4853 |  |  |  | PRO-PF 75-92 | Washer | 0 |  | 0 | pc/s
4854 | Local |  |  | ENG-PIE_1012 | Washer (T-20 mm), (O-75 mm), (I-45 mm) | 5 | 0 | 0 | pc/s | PRO-WH-RM1 | PROGEN | Rack 1-B
4855 | Local |  |  | ENG-PIE_1013 | Washer (T-3.5 mm), (O-89 mm), (I-45 mm) | 49 | 0 | 0 | pc/s | PRO-WH-RM1 | PROGEN | Rack 1-B
4856 | Local |  |  | PRO-PF 40-16A | Washer (Thick), PF 40-16A | 21 | 0 | 0 | pc/s | PRO-WH-RM1 | PROGEN | Drawer 2.4 Side Wall
4857 | Local |  |  | PRO-PF 40-16B | Washer (Thin), PF 40-16B | 71 | 0 | 0 | pc/s | PRO-WH-RM1 | PROGEN | Drawer 2.4 Side Wall
4858 |  |  |  | AUX-PAR_1178 | Washer 105mm x 60mm x 11mm | 0 |  | 0 | pc/s | PRO-WH-RM1 | PROGEN | Aux Rack 2-D
4859 |  |  |  | K 11824 | Washer for Blind Flange Attachment | 0 |  | 0
4860 |  |  |  | K 41146 | Washer for Camshaft Drive | 0 |  | 0
4861 |  |  |  | K 27028 | Washer for Flange K 27026 | 0 |  | 0
4862 |  |  |  | AUX-PAR_1234 | Washer, 528098-01, AL-122 | 0 |  | 0 | pc/s | PRO-WH-RM1 | PROGEN | Aux Rack 6-A
4863 | Local |  |  | PRO-PF 22-7 | Washer, PF 22-7 | 9 | 0 | 0 | pc/s | PRO-WH-RM1 | PROGEN | Drawer 3.2 Side Wall
4864 | Local |  |  | PRO-PF 5-4 | Washer, PF 5-4 | 106 | 0 | 0 | pc/s | PRO-WH-RM1 | PROGEN | Rack 2-C
4865 | Local |  |  | PRO-PF 15-219 | Water Connection | 69 | 0 | 0 | pc/s | PRO-WH-RM1 | PROGEN | Rack 3-C
4866 | Local |  |  | PRO-PF 40-9 | Water connection Piece | 11 | 0 | 0 | pc/s | PRO-WH-RM1 | PROGEN | Rack 1-B
4867 | Local |  |  | PF 40-9/15 | Water Connection Piece w/ Connection Piece | 1 | 0 | 0 | pc/s | PRO-WH-RM1 | PROGEN | Rack 4-B
4868 | Local |  |  | PRO-PF 16-11 | Water Connection, PF 16-11 | 113 | 0 | 0 | pc/s | PRO-WH-RM1 | PROGEN | Rack 3-C
4869 |  |  |  | AUX-PAR_1241 | Water Distributor | 0 |  | 0 | pc/s | PRO-WH-RM1 | PROGEN | Rack 3-C
4870 |  |  |  | PRO-PF 40-501 | Water Inlet Connection | 0 |  | 0 | pc/s
4871 | Local |  |  | PRO-PF 40-101 | Water Inlet Connection | 7 | 0 | 0 | pc/s | PRO-WH-RM1 | PROGEN | Rack 6-B
4872 |  |  |  | PRO-PF 40-601 | Water Inlet Connection | 0 |  | 0
4873 |  |  |  | PRO-PF 40-602 | Water Inlet Connection | 0 |  | 0
4874 |  |  |  | PRO-PF 128-1A | Water Inlet Pipe | 0 |  | 0 | pc/s
4875 |  |  |  | PRO-PF 8-2 | Water Jacket | 0 |  | 0 | pc/s
4876 |  |  |  | PRO-PF 40-102 | Water Outlet Connection, PN 25040020100 (NKK) | 0 |  | 0 | pc/s
4877 |  |  |  | AUX-PAR_1229 | Water Outlet Cover, SJ6-B2 | 0 |  | 0 | pc/s | PRO-WH-RM1 | PROGEN | Rack 3-C
4878 |  |  |  | PRO-PF 130-35A | Water Pump Degassing | 0 |  | 0 | pc/s
4879 |  |  |  | PRO-PF 130-42B | Water Pump Degassing | 0 |  | 0 | pc/s
4880 |  |  |  | PRO-PF 130-39A | Water Pump Degassing | 0 |  | 0 | pc/s
4881 |  |  |  | PRO-PF 130-32A | Water Pump Degassing | 0 |  | 0 | pc/s
4882 |  |  |  | PRO-PF 134-152 | Water Pump Drive Lubricating | 0 |  | 0 | pc/s
4883 |  |  |  | PRO-PF 134-159 | Water Pump Drive Lubricating | 0 |  | 0 | pc/s
4884 |  |  |  | PRO-PF 65-3 | Water Pump Drive Shaft (L) | 0 |  | 0 | pc/s
4885 |  |  |  | PRO-PF 65-2 | Water Pump Drive Shaft (R) | 0 |  | 0 | pc/s
4886 |  |  |  | ENG-PIE_1101 | Water Segment | 0 |  | 0
4887 |  |  |  | K 16022 | Water Separator for Crankcase Vent | 0 |  | 0
4888 |  |  |  | AUX-PAR_1222 | Wear Ring, 70710-00, AL-87 | 0 |  | 0 | pc/s | PRO-WH-RM1 | PROGEN | Aux Rack 6-A
4889 |  |  |  | PRO-PF 59-24A | Weight | 0 |  | 0 | pc/s
4890 |  |  |  | K 81183 | Weld-on Piece for Exhaust Piping | 0 |  | 0
4891 |  |  |  | K 81166 | Weld-on Piece for Guide Element | 0 |  | 0
4892 |  |  |  | PRO-PF 92-332 | Welded Assembly | 0 |  | 0 | pc/s
4893 |  |  |  | PRO-PF 92-432 | Welded Assembly | 0 |  | 0 | pc/s
4894 |  |  |  | PRO-PF 92-32 | Welded Assembly | 0 |  | 0 | pc/s
4895 |  |  |  | PRO-PF 92-532 | Welded Assembly | 0 |  | 0 | pc/s
4896 |  |  |  | PRO-PF 92-132 | Welded Assembly | 0 |  | 0 | pc/s
4897 |  |  |  | PRO-PF 92-232 | Welded Assembly | 0 |  | 0 | pc/s
4898 |  |  |  | PRO-PF 136-44 | Wheel | 0 |  | 0 | pc/s
4899 |  |  |  | PRO-PF 75-203 | Whorm Wheel | 0 |  | 0 | pc/s
4900 |  |  |  | PRO-PF 75-204 | Whorm Wheel Shaft | 0 |  | 0 | pc/s
4901 |  |  |  | PRO-PF 128-28A | Wire | 0 |  | 0 | pc/s
4902 |  |  |  | PRO-PF 73-39 | Wire | 0 |  | 0 | roll/s | PRO-WH-RM1 | PROGEN | Oring Drawer 3
4903 | Local |  |  | PRO-PF 73-39 | Wire | 2 | 0 | 0 | pc/s | PRO-WH-RM1 | PROGEN | Oring Drawer 3
4904 |  |  |  | PRO-PF 128-36C | Wire | 0 |  | 0 | pc/s
4905 |  |  |  | _1002 | Wire Braided Metallic Hose, Size:200mm x 320mm x OAL | 0 |  | 0 | pc/s
4906 |  |  |  | PRO-PF 30-16-2 | Wire Net | 0 |  | 0 | pc/s
4907 |  |  |  | PRO-PF 128-27A | Wire Net | 0 |  | 0 | pc/s
4908 |  |  |  | PRO-PF 73-9 | Wire/Clamping Wire | 0 |  | 0 | pc/s
4909 |  |  |  | K 51105 | Woodward Booster for Speed Governor | 0 |  | 0
4910 |  |  |  | K 51101 | Woodward Governor | 0 |  | 0
4911 |  |  |  | PRO-PF 62-1A | Woodward Governor UG40 | 0 |  | 0 | pc/s
4912 |  |  |  | PRO-PF 75-245 | Worm | 0 |  | 0 | pc/s
4913 |  |  |  | K 32323 | Worm for Horizontal Worm Gear | 0 |  | 0
4914 |  |  |  | K 32322 | Worm Gear for Barring Engine | 0 |  | 0
4915 |  |  |  | K 32326 | Worm Gear for Pinion Shaft | 0 |  | 0
4916 |  |  |  | PRO-PF 57-201 | Worm Shaft | 0 |  | 0 | pc/s
4917 | Local |  |  | PRO-PF 60-125 | Worm Wheel | 2 | 0 | 0 | pc/s | PRO-WH-RM1 | PROGEN | Rack 4-B
4918 |  |  |  | PRO-PF 75-208 | Worm Wheel Bearing | 0 |  | 0 | pc/s
Prepared By: |  |  | Checked By: |  | Approved By:
Warehouse Personnel |  |  | Warehouse Supervisor |  | Plant Director/Plant Manager